## Active Traders
T Code | Trader Name | Address | Effective Date of Consent | Last Consent Effective Review Date | Vol (m³/day) | Flow Rate (l/min) | COD (mg/l) | SS (mg/l) | FOGs (mg/l) | Ammonia (mg/l) | Total COD (mg/l) | BOD (mg/l) | Aluminium (ug/l) | Arsenic (ug/l) | Cadmium (ug/l) | Chromium (ug/l) | Dissolved Hex Chromium (ug/l) | Hex Chromium (ug/l) | Copper (ug/l) | Cyanide (ug/l) | Iron (ug/l) | Dissolved Iron (ug/l) | Fluoride (ug/l) | Lead (ug/l) | Mercury (ug/l) | Nickel (ug/l) | Silver (ug/l) | THM (ug/l) | Zinc (ug/l) | 1,2 Dicholorethane (ug/l) | 1,2,3 Trichlorobenzene (ug/l) | 1,2,4 Trichloroenzene (ug/l) | Absorbance | Antracene (ug/l) | Benzene (ug/l) | Benzo(g,h,i)perylene (ug/l) | Beta-Endosulphan (ug/l) | Bis(2-ethylhexyl)phthalate(DEHP) (ug/l) | Carbon Tetrachloride (ug/l) | Chloride (mg/l) | Chlorine (mg/l) | Chloronitrotoluenes (ug/l) | Detergents (mg/l) | Diazinon (ug/l) | Diuron (ug/l) | Ethyl Benzene (ug/l) | Flouranthene (ug/l) | Formaldehyde (mg/l) | Hexachlorobutadiene (ug/l) | Indeno(1,2,3-cd)pyrene (ug/l) | Isoproturon (ug/l) | Linuron (ug/l) | m-xylene (ug/l) | Mecropop (ug/l) | n-Heptane (ug/l) | n-Hexane (ug/l) | n-Octane (ug/l) | Naphthalene (ug/l) | Nonyl Phenol (ug/l) | o-xylene (ug/l) | Octyl Phenol (ug/l) | p-xylene (ug/l) | Particle Size | Pentachlorophenol (ug/l) | Phenol (ug/l) | Phosphorous (mg/l) | Sulphate (mg/l) | Sulphide (mg/l) | Surface Active Agents (mg/l) | Surfactants (mg/l) | Tetrachloroethene (ug/l) | Tetrachloroethylene (ug/l) | Toluene (ug/l) | Triazophos (ug/l) | Tri-butyl Tin (ug/l) | Trichloroethene (ug/l) | Trifluralin (ug/l) | Receiving WWTW | Industry Type
T35044 | 3M UK | 5-7 Balloo Drive, Bangor, BT19 7PB | 2020-07-01 | NA | 3 | 4.2 | 100 | 100 | [20 empty] | 5000 | [48 empty] | North Down and Ards | Engineering
T34923 | Abbey Cleaners & Formal Hire | 612 Shore Road, Newtownabbey BT37 0SN | 2021-05-03 | NA | 2 | 0.6 | 1000 | 400 | [69 empty] | Whitehouse | Launderette
TE340152 | ABC Car Dismantlers | 11a Upper Braniel Road, Castlereagh, Belfast, BT5 7TS | 2007-06-01 | 2022-06-01 | 1 | 0.7 | 600 | 400 | [69 empty] | Kinnegar | Scrap Yard
T23059 | ABP Lurgan | 33 Annesborough Industrial Estate, Lurgan, BT67 9JD | 1997-04-01 | 2014-01-13 | 500 | 100 | 3000 | 2000 | 200* | 100 | [67 empty] | Ballynacor | Food Industry
T27001 | ABP Newry | Unit 1, Greenbank Ind Estate, Newry, Co Down BT34 2PD | 1999-05-01 | 2010-04-01 | 500 | 350 | 4200 | 2100 |  | 100 | [52 empty] | 4mm x 4mm x 0.1g | [14 empty] | Newry | Food Industry
TE340220 | Ace Bates Skip Hire | 1 Duncrue Pass, Belfast, BT3 9BS | 2011-09-01 | NA | 10 | 25 | 1000 | 500 | 100 | 100 | [67 empty] | Belfast | Vehicle Wash
T13104 | Aerospace Metal Finishers | Unit 3, 11 Paradise Avenue, Ballymena BT42 3AE | 2006-02-01 | 2020-02-24 | 108 | 75 | 600 | 400 | NA | NA |  |  |  |  | 500 |  |  | 500 | 2000 | [6 empty] | 2000 |  |  | 2000 | [48 empty] | Ballymena | Metal Treatment
TE150068 | AES Kilroot Power Station-vehicle wash | Larne Road, Carrickfergus, BT38 7LX | 2014-05-26 | NA | 4 | 8 | 1000 | 500 | [69 empty] | Carrickfergus | Vehicle Wash
T34183 | AFBI Newforge Lane | 18a Newforge Lane, Belfast BT9 5NT | 2023-09-18 | NA | 17 | 133.2 | 600 | 400 | [69 empty] | Belfast | Laboratory
T34180 | AFBI Stormont | 12 Stoney Road, Belfast, BT4 3SD | 2023-01-09 | NA | 14 | 33.6 | 600 | 400 | [69 empty] | Kinnegar | Laboratory
TE450019 | AFBI VSD | 43 Beltany Road, Omagh, Co, Tyrone, BT78 5NF | 2012-10-01 | NA | 0.5 | 5 | 600 | 400 |  | 100 | [67 empty] | Omagh | Public Services
T34194 | Agnew Leasing | 18 Boucher Way, Belfast BT12 6RE | 2024-06-01 | NA | 1 | 15 | 1000 | 500 | 200 (HEM) | [68 empty] | Belfast | Vehicle Wash
T34193 | Agnew Porsche | 90 Sydenham Road Belfast BT3 9DJ | 2024-06-01 | NA | 2 | 15 | 1000 | 500 | 200 (HEM) | [68 empty] | Belfast | Vehicle Wash
T34188 | Agnew Prep Centre | Sydenham Road Belfast BT3 9AD | 2024-03-01 | NA | 3 | 16.8 | 1000 | 500 | 200 (HEM) | [68 empty] | Belfast | Vehicle Wash
T34506 | Agnew Repair Centre | 69-71 Boucher Crescent Belfast BT12 6HU | 2024-06-01 | NA | 1 | 15 | 1000 | 500 | 200 (HEM) | [68 empty] | Belfast | Vehicle Wash
T34211 | Agnew Trade Centre | Apollo Space Centre, Apollo Rd Belfast BT12 6HP | 2025-09-01 | NA | 2 | 30 | 1000 | 500 | 200 (HEM) | [68 empty] | Belfast | Vehicle Wash
T34196 | Agnew Volvo | 1 Boucher Way, Belfast BT12 6RE | 2024-06-10 | NA | 1 | 15 | 1000 | 500 | 200 (HEM) | 100 | [67 empty] | Belfast | Vehicle Wash
T43101 | Air Coach ( First Northern Ireland Ltd ) | 23 Springtown Avenue Londonderry BT48 0LY | 2024-07-15 | NA | 5 | 12.6 | 1000 | 500 | 200(HEM) | [68 empty] | Culmore | vehicle Wash
T34160 | Airbus Belfast Ltd | Airport Road West, Belfast BT3 9DZ | 2025-12-08 | NA | 10 | 660 | 1000 | 400 | [69 empty] | Kinnegar | Manufacturing
T23163 | AJ Power | 6 Charlestown Drive Craigavon BT63 5GA | 2024-06-01 | NA | 10 | 30 | 400 | 100 |  | 100 | [10 empty] | 100 | [7 empty] | 100 | [48 empty] | Ballynacor | Engineering
T34132 | All Washed Up | 362a Newtownards Road, Belfast BT4 1HG | 2020-02-01 | NA | 3 | 1.8 | 1000 | 400 | [69 empty] | Kinnegar | Launderette
T34145 | Alliance Healthcare | 3a Edwater Road, Belfast, BT3 9JQ | 2021-06-21 | NA | 1 | 12 | 1000 | 500 | 100 | [68 empty] | Belfast | Vehicle Wash
T34030 | Allied Bakeries - Sunblest | 2-12 Orby Link, Castlereagh Road, Belfast, BT5 5HW | 1996-07-01 | 2020-06-01 | 105 | 300 | 4000 | 2000 | 100 | [68 empty] | Kinnegar | Bakery
TE450022 | Allingham Transport Ltd | 6 Grange Road, Cookstown, Co. Tyrone BT80 8SB | 2015-08-18 | NA | 1 | 12 | 1000 | 500 | 100 | NA | [67 empty] | Cookstown | Vehicle Wash
T23039 | Almac Pharma Services (Building 1) | 20 Seagoe Industrial Estate, Craigavon, BT63 5QD | 1990-08-08 | 2016-07-25 | 12.5 | 14 | 1000 | 400 |  | 100 | [67 empty] | Ballynacor | Pharmaceutical
T23040 | Almac Pharma Services (Building 2) | 20 Seagoe Industrial Estate, Craigavon, BT63 5QD | 2008-03-01 | 2012-10-01 | 20 | 300 | 600 | 400 |  | 100 | [67 empty] | Ballynacor | Pharmaceutical
T23152 | Almac Pharma Services (Building 2B) | Seagoe Indsutrial Estate Campus, Craigavon BT63 5QD | 2021-11-01 | NA | 27 | 150 | 100 | 600 |  | 100 | [67 empty] | Ballynacor | Pharmaceutical
T23128 | Almac Pharma Services (Building 8) | 20 Seagoe Industrial Estate, Craigavon, BT63 5QD | 2010-02-01 | 2012-10-01 | 4 | 67 | 400 | 400 |  | 100 | [67 empty] | Ballynacor | Pharmaceutical
T23135 | Almac Pharma Services (Building 8A) | 20 Seagoe Industrial Estate, Craigavon, BT63 5QD | 2013-08-01 | NA | 4 | 67 | 400 | 400 |  | 100 | [67 empty] | Ballynacor | Pharmaceutical
T23161 | Almac Pharma Services (Building 8b) | Seagoe Indsutrial Estate Campus, Craigavon BT63 5QD | 2024-06-01 | NA | 4 | 72 | 600 | 400 |  | 100 | [67 empty] | Ballynacor | Pharmaceutical
T23112 | Almac Sciences (Building 16) | 20 Seagoe Industrial Estate, Craigavon, BT63 5QD | 2000-12-01 | 2012-10-01 | 4.5 | 51 | 600 | 400 |  | 100 | [67 empty] | Ballynacor | Pharmaceutical
T23138 | Almac Sciences Ltd (Building 3) | 20 Seagoe Industrial Estate, Craigavon, BT63 5QD | 2019-12-06 | NA | 2 | 0.56 | 1000 | 400 |  | 100 | [67 empty] | Ballynacor | Pharmaceutical
TE430055 | Altnagelvin Hospital | Glenshane Road, Londonderry, BT47 6SB | 2000-03-24 | 2013-11-02 | 100 | 70 | 600 | 400 | NA | 100 | [67 empty] | Culmore | Hospital
TE430055A | Altnagelvin Hospital Laundry | Glenshane Road, Londonderry, BT47 6SB | 2000-03-24 | 2013-11-02 | 70 | 146 | 1000 | 500 | NA | 100 | [67 empty] | Culmore | Laundry
T13140 | AMC Autocare | 26 Townhill Road, Portglenone, BT44 8AD | 2021-04-01 | NA | 5 | 12 | 1000 | 500 | 100 (HEM) | [68 empty] | Portglenone | Vehicle Wash
TE170023 | AMG Contracts | 29 Garvagh Road, Swatragh, BT46 5QE | 2015-05-11 | NA | 1 | 2.4 | 1000 | 500 | 100 | NA | [67 empty] | Swatragh | Vehicle Wash
T34171 | Amphitheatre Leisure Centre | Prince William Way, Carrickfergus, Co Antrim, BT38 7HP | 2010-03-01 | 2022-05-01 | 50 | 120 | 300 | 200 | [69 empty] | Carrickfergus | Swimming Pool
TE340183 | Andersonstown Leisure Centre | Andersonstown Road, Belfast, BT11 9BY | 2008-09-01 | 2018-05-25 | 48 | 300 | 300 | 200 | [32 empty] | 2 | [36 empty] | Belfast | Swimming Pool
T34503 | Andor Technology | 7 Millenium Way, Belfast BT12 7AL | 2020-10-30 | NA | 1 | 9 | 1000 | 100 | [10 empty] | 1000 | [58 empty] | Belfast | Electronics
TE270038 | Andrew Quinn Car Wash | Coach Inn, 18-21 Church Square, Banbridge, BT32 4AP | 2012-12-01 | NA | 2.5 | 7 | 1000 | 500 | [34 empty] | 100 | [34 empty] | Banbridge | Vehicle Wash
T17127 | Angel Wash | 17 Portmore Road, Portstewart, BT55 7BE | 2020-03-09 | NA | 2 | 1.2 | 1000 | 400 | [69 empty] | North Coast | Launderette
TE340255 | Antrim & Newtownabbey BC | O'Neill Road, Household Recycling Centre, Newtownabbey, BT36 6UQ | 2015-04-20 | NA | 6.1 | 150 | 600 | 400 | [69 empty] | Whitehouse | Civic Amenity Site
TE150064 | Antrim Area Hospital (NHSCT) | 45 Bush Road, Antrim, BT41 2RL | 1995-11-01 | 2012-12-01 | 7% of inlet flow | Not noted on Direction | 600 | 400 |  | 100 | [67 empty] | Antrim | Hospital
T34181 | Ardagh Group | Site 3 Global Point Business Park, Newtownabbey BT36 5PY | 2025-01-01 | NA | 500 | 500 | 1150 | 1000 | 200 (HEM) |  |  |  | 3000 | [53 empty] | 1200 | [10 empty] | Greenisland | Manufacturing
TE350071 | Ards & North Down BC Balloo Drive | 15 Balloo Drive, Bangor, BT19 7QY | 2015-04-20 | NA | 130 | 480 | 1000 | 1000 | 100 | [68 empty] | North Down and Ards | Waste Transfer Station & Vehicle wash
T35054 | Ards & North Down Borough Council | Works Depot, Quarry Heights, North Road, Newtownards, BT23 7SZ | 2006-06-19 | 2022-03-01 | 7 | 6.5 | 600 | 400 | [34 empty] | 100 | [34 empty] | Ballyrickard | Vehicle Wash
TE350073 | Ards Leisure Centre-Dairy Hall LC | John Street, Newtownards, BT23 4EJ | 2015-12-01 | NA | 25 | 228 | 300 | 200 | [69 empty] | Ballyrickard | Swimming Pool
T34167 | Arjo (UK) Ltd | Units 16/18 Sydenham Business Park, Belfast, BT3 9LE | 2013-01-07 | 2023-03-10 | 3 | 150 | 1000 | 500 | [69 empty] | Kinnegar | Laundry
TE250014 | Armagh City Hotel | 2 Friary Road, Armagh, BT60 4FR | 2008-08-01 | 2024-07-01 | 4 | 582 | 300 | 200 |  | 100 | [67 empty] | Armagh | Swimming Pool
T25139 | Armagh City, Banbridge and Craigavon Borough Council | The Palace Demense, Co. Armagh, BT60 4EL | 2007-09-01 | 2021-09-19 | 3 | NA | 600 | 400 | [69 empty] | Armagh | Civic Amenity Site
TE250011 | Armagh Civic Amenity Site (Keady Recycling Centre) | 8 Annvale Road, Armagh, BT60 2RP | 2007-09-01 | 2010-02-01 | 5 | NA | 600 | 400 | [69 empty] | Keady | Civic Amenity Site
TE250010 | Armagh Civic Amenity Site (Market Hill Recycling Centre) | Market Hill Business Centre, Fairgreen Rd, Markethill, Co Armagh, BT60 1PW | 2007-09-01 | 2010-02-01 | 5 | NA | 600 | 400 | [69 empty] | Markethill | Civic Amenity Site
TE250009 | Armagh Civic Amenity Site (Station Road Recycling Centre, Armagh) | Station Road, Co. Armagh, BT61 7NP | 2007-09-01 | 2010-02-01 | 5 | NA | 600 | 400 | [69 empty] | Armagh | Civic Amenity Site
TE270014 | Armagh Civic Amenity Site (Tandragee Recycling Centre) | Madden Road, Tandragee, Co. Armagh, BT62 2DG | 2007-09-01 | 2010-02-01 | 5 | NA | 600 | 400 | [69 empty] | Tandragee | Civic Amenity Site
T35058 | Army Reserve Centre | 5 Balloo Avenue, Bangor BT19 7QT | 2023-09-18 | NA | 2 | 12 | 1000 | 500 | 200 (HEM) | [68 empty] | North Down and Ards | Vehicle Wash
T27133 | Around Noon | Unit 24A, Rampart Road, Newry, BT34 2QU | 2020-01-17 | NA | 20 | 30 | 5000 | 2500 | 100 | [68 empty] | Newry | Food Industry
TE490015 | Arrow Oils | 68 Main Street, Trillick, Co Tyrone, BT78 3SX | 2012-10-22 | NA | 3 | 10 | 1000 | 500 | [34 empty] | 100 | [34 empty] | Trillick | Vehicle Wash
TE350079 | Asda Newtownards | Ards Shopping Centre, Newtownards, BT23 4EU | 2018-04-16 | NA | 4 | 3 | 1000 | 500 | 100 | [68 empty] | Ballyrickard | Vehicle Wash
TE170032 | Asda Stores Coleraine | 1 Ring Road, Coleraine, BT52 1QP | 2017-05-22 | NA | 2 | 6 | 1000 | 500 | 100 | NA | [67 empty] | North Coast | Vehicle Wash
T45056 | ASDA Stores Ltd. (Omagh) | 31 Dromore Road, Omagh, BT78 1QZ | 2020-03-18 | NA | 5 | 12 | 1000 | 500 | 100 (HEM) | 100 | [67 empty] | Omagh | Vehicle Wash
T34918 | Ashers Baking Company | 578 Doagh Road, Newtownabbey BT36 5RY | 2020-06-01 | NA | 6 | 36 | 4500 | 2000 | 100 | [68 empty] | Whitehouse | Bakery
T34928 | Ashers Baking Company New Premises | 581a Doagh Road Newtownabbey BT36 5RZ | 2026-06-01 | NA | 8 | 60 | 4500 | 2000 | 200 (HEM) | [68 empty] | Whitehouse | Bakery
T45054 | Ashfield Dry Cleaners | 9 Ashfield Terrace, Omagh, BT78 5ES | 2020-03-09 | NA | 2 | 1.2 | 1000 | 400 |  | 100 | [67 empty] | Omagh | Launderette
T34146 | Ashford Environmental Services - Royal Maternity | 274 Grosvenor Road, Belfast, BT12 6BA | 2021-06-07 | NA | 90 | 240 | 100 | 50 | [10 empty] | 1000 |  | 2000 | [56 empty] | Belfast | Pipe flushing
T34185 | Ashford Environmental Services - Royal Maternity 2024 | 274 Grosvenor Road, Belfast, BT12 6BA | 2024-01-14 | NA | 2 | 360 | 100 | 50 | [10 empty] | 1000 |  | 2000 | [56 empty] | Belfast | Pipe flushing
T34147 | Ashford Environmental Services - Ulster Hospital | Ulster Hospital Acute Services Block , Upper Newtownards Road, Dundonald | 2021-06-07 | NA | 90 | 240 | 100 | 50 | [10 empty] | 1000 |  | 2000 | [56 empty] | Kinnegar | Pipe flushing
T27123 | Aughnagun | Chapel Hill, Mayobridge, Co Down, BT34 2EX | 1999-06-01 | NA | 40 | NA | 1500 | 1000 | [69 empty] | Belfast / Newry | Landfill Site
T37027 | Aughrim Landfill | Flowbog Road, Lisburn, BT28 3TE | 2008-08-26 | 2019-01-09 | 125 | NA | 1500 | 400 |  | 100 | [5 empty] | 2000 |  | 500 | 2000 | 1000 |  |  |  | 500 |  | 2000 | 500 | 5000 | 2000 | [48 empty] | Belfast | Landfill Site
TE130041 | Autoclean | 15 Pennybridge Ind Estate, Ballymena, BT42 3HB | 2015-08-18 | NA | 1.5 | 30 | 1000 | 500 | 100 | 100 | [67 empty] | Ballymena | Vehicle Wash
T34168 | Avenue Recycling | 1 Ballygomartin Ind Estate, Ballygomartin Road, BT13 3LZ | 2007-10-01 | 2022-05-01 | 5 | 10 | 600 | 400 | [69 empty] | Belfast | Recycling / Surface Run off
T23006 | Avondale Foods | Chestnut Farm, Corcreeny, Lurgan, Co Armagh, BT66 8TB | 1990-11-05 | 2016-11-18 | 500 | 370 | 3000 | 2000 | 100 | 100 | [67 empty] | Ballynacor | Food Industry
T15132 | Balloo Hire Centre Ballyclare | Fleck Brothers (Coachworks Ltd) 85 Templepatrick Road, Ballyclare, BT39 7RQ | 2021-08-01 | NA | 1 | 10.2 | 1000 | 500 | 100 (HEM) | [68 empty] | Ballyclare | Vehicle wash
T35052 | Balloo Hire Centre Bangor | 21 Balloo Drive, Balloo Industrial Estate, Bangor BT19 7QY | 2021-07-19 | NA | 1 | 10.2 | 1000 | 500 | 100 (HEM) | [68 empty] | North Down and Ards | Vehicle Wash
T37047 | Balloo Hire Centre Lisburn | 2 Enterprise Crescent, Lisburn BT28 1UG | 2021-08-01 | NA | 1 | 10.2 | 1000 | 500 | 100 (HEM) | [68 empty] | Lisburn | Vehicle Wash
T34125 | Balloo Hire Centre Sydenham | 31 Sydenham Road, Titanic Quarter, Belfast BT3 9DH | 2019-09-30 | NA | 3 | 11.4 | 1000 | 500 | 100 (HEM) | 100 | [67 empty] | Belfast | Vehicle Wash
TE150085 | Ballyclare Truck and Car Wash | Unit 18 Dennisons Industrial Estate, Avondale Drive, Ballyclare BT39 9EB | 2019-03-07 | 2025-08-13 | 2 | 21 | 1000 | 500 | 100 | 100 | [67 empty] | Ballyclare | Vehicle Wash
T47049 | Ballygawley Launderette & Dry Cleaners | 95b Main Street, Ballygawley, Co Tyrone, BT70 2HD | 2020-03-09 | NA | 2 | 1.2 | 1000 | 400 | [69 empty] | Ballygawley | Launderette
T35027 | Ballygowan Tip (Castlereagh Borough Council) | Moss Road, Ballygowan, Co Down, BT23 6LE | 2003-02-20 | NA | 100 | NA | 600 | 400 | [69 empty] | Belfast | Landfill Site
T39999 | Ballymacombs Landfill | Ballymacombs Road, Bellaghy, Magherafelt BT45 8JP | 2004-05-01 | 2018-04-30 | 100 | NA | 5000 | 2500 | NA | NA |  |  |  |  | 500 | 2000 |  | 500 | 2000 | 1000 |  |  |  | 500 | 500 | 2000 | 1000 | 5000 | [39 empty] | 2 |  |  |  |  | 1000 |  |  |  |  | Belfast | Landfill Site
T13132 | Ballymena Laundry and Dry Cleaning Services | 6 Gilmore Street, Ballymena, BT42 3AB | 2020-03-09 | NA | 2 | 1.2 | 1000 | 400 |  | 100 | [67 empty] | Ballymena | Launderette
TE130046 | Ballymena Livestock Market | Unit 1, Woodside Road, Ballymena, BT42 4QJ | 2016-07-01 | NA | 50 | 60 | 2000 | 1500 | NA | 100 | [67 empty] | Ballymena | Livestock Mart
TE170011 | Ballymoney Borough Council - Joey Dunlop Leisure Centre | 33 Garryduff Road, Ballymoney, BT53 7DB | 2009-09-01 | NA | 20 | 33 | 600 | 400 | NA | NA | [67 empty] | Ballymoney | Swimming Pool
TE170026 | Ballyness Service Station | 40 Priestland Road, Bushmills, Co. Antrim, BT57 8XB | 2015-06-22 | NA | 1 | 7.5 | 1000 | 500 | 100 | NA | [67 empty] | Bushmills | Vehicle Wash
TE 340264 | Ballyrobert Ltd | 1 Mallusk Road, Newtownabbey, Co. Antrim, BT36 4XS | 2015-10-15 | NA | 1.5 | 12 | 1000 | 500 | 100 | [68 empty] | Whitehouse | Vehicle Wash
T34159 | Ballysillan Leisure Centre | 225 Ballysillan Road, Belfast, BT14 7QP | 2008-09-01 | 2022-01-20 | 18 | 498 | 300 | 200 | [69 empty] | Belfast | Swimming Pool
TE270039 | Banbridge DC | 60 Scarva Road, Banbridge, BT32 3QD | 2013-08-28 | 2023-06-01 | 1 | 1.5 | 1000 | 500 | [34 empty] | 100 | [34 empty] | Banbridge | Vehicle Wash
T27009 | Banbridge Launderette | 45b Bridge Street Banbridge Co Down BT32 3LJ | 2020-01-01 | NA | 1 | 6 | 1000 | 400 | NA | NA | [67 empty] | Banbridge | Launderette
TE270034 | Banbridge Leisure Centre | Downshire Road, Banbridge, BT32 3LY | 1995-10-12 | 2023-06-01 | 20 | 60 | 300 | 200 | [69 empty] | Banbridge | Swimming Pool
TE350070 | Bangor Aurora Aquatic & Leisure Complex | 3 Valentine Road, Bangor, BT20 4TH | 2013-11-11 | NA | 36 | 600 | 300 | 200 | [32 empty] | 2 | [36 empty] | North Down and Ards | Swimming Pool
TE340260 | Bannatyne Fitness | 106 Belfast Road, Belfast, BT18 9QY | 2015-09-18 | 2015-10-11 | 10 | 3600 | 300 | 200 | [69 empty] | Kinnegar | Swimming Pool
T13136 | Barr's Butchers and Deli | 90a Cloughwater Road, Ballymena, BT42 6SZ | 2020-11-16 | NA | 18 | NA | 5000 | 600 |  | 100 | [67 empty] | Antrim | Food Industry
T27029 | Bawn Bua Foods NI Ltd | 67 Crowhill Road, Bleary, Co Armagh BT66 7AT | 2010-02-15 | 2025-01-01 | 50 | 50 | 1500 | 1000 | 200 (HEM) | 100 | [67 empty] | Ballynacor | Food Industry
T34164 | BBC Car Wash | Broadcasting House, Ormeau Avenue, Belfast | 2008-04-01 | 2022-01-27 | 0.5 | 0.2 | 1000 | 500 | 100 | [68 empty] | Belfast | Vehicle Wash
TE360046 | BE Aerospace | 2 Moor Road, Kilkeel, Co Down, BT34 4AG | 2009-06-08 | 2014-02-01 | 7 | 5 | 3500 | 4500 | 100 | [18 empty] | 10000 | [49 empty] | Kilkeel | Manufacturing
TE340070 | Belfast City Council - Alexander Park Ave | 180 Alexandra Park Avenue, Belfast, BT15 3GJ | 2003-09-01 | NA | 47 | 33 | 600 | 400 | [7 empty] | 2000 |  | 500 | 2000 | 1000 |  |  |  | 500 |  | 2000 | 1000 | 5000 | 2000 | [38 empty] | 2 |  | 100 | [7 empty] | Belfast | Civic Amenity Site
TE150073 | Belfast City Council - Alexandra Cleansing Depot | 180 Alexandra Park Avenue, Belfast, BT15 3GJ | 2016-01-11 | NA | 8 | 6 | 600 | 400 | 100 | [68 empty] | Belfast | Skip wash
TE340076 | Belfast City Council - Blackstaff Way | 1 Blackstaff Way, Belfast, BT11 9DT | 2003-09-01 | NA | 61 | 43 | 600 | 400 | [7 empty] | 2000 |  | 500 | 2000 | 1000 |  |  |  | 500 |  | 2000 | 1000 | 5000 | 2000 | [38 empty] | 2 |  | 100 | [7 empty] | Belfast | Civic Amenity Site
TE340121 | Belfast City Council - Palmerston Road | 2 Palmerston Road, Belfast, BT4 1QA | 2003-09-01 | NA | 40 | 28 | 600 | 400 | [7 empty] | 2000 |  | 500 | 2000 | 1000 |  |  |  | 500 |  | 2000 | 1000 | 5000 | 2000 | [38 empty] | 2 |  | 100 | [7 empty] | Kinnegar | Civic Amenity Site
TE340074 | Belfast City Hospital (BHSCT) | Lisburn Road, Belfast, BT9 7AB | 2002-10-01 | 2023-07-01 | 200 | 750 | 1000 | 500 | [69 empty] | Belfast | Hospital
TE340259 | Belfast Distillery | Crumlin Road Gaol, 53-55 Crumlin Road, Belfast, BT14 6ST | 2015-06-29 | NA | 7 | 82.8 | 3000 | 150 | [69 empty] | Belfast | Distillery
TE340293 | Belfast Harbour City Quays Car Park | Belfast Harbour, Harbour Office, Corporation Square Belfast BT1 3AL | 2018-01-18 | NA | 3 | 16.8 | 1000 | 500 | 100 | [68 empty] | Belfast | Vehicle Wash
T15133 | Belfast International Airport Fire Training Complex | Belfast Int Airport, Ballysessy Close, Crumlin, BT29 4AB | 2007-03-01 | 2021-10-11 | 22 | 60 | 2000 | 400 |  | 100 | [67 empty] | Antrim | Fire Fighting Training Area
TE150069 | Belfast International Airport Vehicle Wash | Belfast Int Airport, Ballysessy Close, Crumlin, BT29 4AB | 2015-10-05 | NA | 7.5 | 24 | 1000 | 500 | 100 | [68 empty] | Antrim | Vehicle Wash
TE150060 | Belfast International Airport Vehicle Washes (Hire) | Belfast Int Airport, Ballysessy Close, Crumlin, BT29 4AB | 2012-02-01 | NA | 27.25 | 53 | 1000 | 500 | [34 empty] | 100 | [34 empty] | Antrim | Vehicle Wash
T13008 | Berendsen NI Ltd | 14 Tullylagan Road, Sandholes, Cookstown, BT80 9AZ | 1998-10-21 | 2015-11-30 | 300 | 204 | 2200 | 650 | NA | 100 | [58 empty] | 50 | [8 empty] | Cookstown | Laundry
T34174 | BLK Box Fitness | 2 Cloughfern Avenue, Monkstown Industrial Estate, Newtownabbey, BT37 0UH | 2022-07-01 | NA | 4 | 66 | 5000 | 500 | [20 empty] | 2000 | [48 empty] | Whitehouse | Manufacturing
T23149 | Blue Sky Cleaners | 3 the Village Centre, 9 Main street, Moira BT67 0LH | 2021-02-12 | NA | 2 | 0.6 | 1000 | 400 |  | 100 | [67 empty] | Moira | Launderette
TE250032 | BMI Trailers Ltd | Unit 20, Granville Industrial Estate, Dungannon, Co. Tyrone, BT70 1NJ | 2016-06-07 | NA | 0.1 | 0.18 | 1000 | 500 | 100 | 100 | [67 empty] | Dungannon | Vehicle Wash
T37050 | Boomer Industries | 6 Ferguson Road, Knockmore Hill Industrial Park, Lisburn, BT28 2FW | 2023-02-13 | NA | 2 | 4.2 | 600 | 400 |  | 100 | [67 empty] | Lisburn | Engineering
TE340253 | Boundary Brewing Co-op Ltd. | Unit A5, 310 Newtownards Road, BT4 1HE | 2015-03-13 | NA | 3 | 7.8 | 4000 | 1000 | [69 empty] | Kinnegar | Brewery
T34908 | Boxpak Ltd | 65 Church Rd, Newtownabbey, BT36 7LR | 1993-07-31 | 2020-06-01 | 10 | 28 | 100 | 100 | [69 empty] | Whitehouse | Packaging
TE490021 | Boyd Bedding | 1 Bankmore Way, Doogay West Industrial Estate, Omagh, BT79 0NZ | 2014-02-03 | NA | 1 | 52 | 1000 | 500 | [34 empty] | 100 | [34 empty] | Omagh | Vehicle Wash
T13121 | Bradmount Foods Ltd | 14 Desertmartin Road, Moneymore, BT45 7RB | 2016-10-17 | NA | 12m³/day and 36m³ in 7 day period | NA | 3000 | 600 | 100 | 100 | [67 empty] | Cookstown | Vegetable Processor
T34924 | Breeze Drycleaning & Launderette | Unit 4, Plaza, 471-473 Antrim Road Belfast BT15 3BP | 2021-05-03 | NA | 2 | 0.6 | 1000 | 400 | [69 empty] | Belfast | Launderette
T15107 | Brett Martin | 24 Roughfort Road, Mallusk, Newtownabbey, BT36 4RB | 1998-09-01 | 2020-07-01 | 32 | 22 | 600 | 400 |  | 100 | [67 empty] | Roughfort | Manufacturing
TE340289 | Brook Activity Centre | 32 Summerhill Road Dunmurry BT17 0RP | 2017-05-01 | 2018-04-14 | 21 | 30 | 300 | 200 | [69 empty] | Dunmurry | Swimming Pool
T17117 | Broughgammon Farm | 50 Straid Road, Ballycastle, Co. Antrim, BT54 6NP | 2014-02-03 | NA | 7m³ per day and 7m³ in any 7 day period | NA | 1000 | 500 | NA | NA | [67 empty] | North Coast | Food Industry
T23013 | Brownlow Radiators | 1 Wenlock Road, Portadown Road Ind Est, Lurgan, BT66 8QR | 1990-08-07 | 2011-01-10 | 3 | 20 | 600 | 400 |  | 100 | [67 empty] | Ballynacor | Manufacturing
TE340213 | Bryson Recycling | Belfast Road, Central Park, Mallusk, BT36 4FS | 2011-03-14 | NA | 2 | 6 | 1000 | 500 | [69 empty] | Whitehouse | Vehicle Wash
TE340284 | BT Fleet Mallusk | 22A Mallusk Road, Hydepark Industrial Estate, Newtownabbey | 2017-02-27 | 2018-10-23 | 8 | 30 | 1000 | 500 | 100 | [68 empty] | Whitehouse | Vehicle Wash
TE230038 | Bubbles & Squeaky Clean Car Wash | 50 Dunbarton Street, Gilford, Co.Down, BT63 6HJ | 2013-05-20 | NA | 1 | 7 | 1000 | 500 | [34 empty] | 100 | [34 empty] | Gilford | Vehicle Wash
T34143 | Bullhouse Brewing Balmoral Road | 23 Balmoral Road, Belfast, BT12 6QA | 2020-09-14 | NA | 0.4 | 6 | 4000 | 1000 | [69 empty] | Belfast | Brewery
T34004 | Bullhouse Brewing Company | 442-446 Newtownards Road, Belfast, BT4 1HJ | 2020-01-17 | NA | 0.4 | 15 | 4000 | 1000 | [69 empty] | Kinnegar | Brewery
T13138 | Burn Road Service Station | 76-78 Burn Road, Cookstown BT80 8DR | 2021-02-12 | NA | 2 | 0.6 | 1000 | 400 |  | 100 | [67 empty] | Cookstown | Food Industry
TE170019 | Bush Filling Station (Crawford Henderson) | 169-173 Bushmills Road, Coleraine, BT52 2BS | 2015-02-16 | NA | 4 | 8.33 | 1000 | 500 | 100 | NA | [67 empty] | North Coast | Vehicle Wash
T15126 | Busy Bee Launderette | 9 Point Street Larne BT40 1HY | 2021-02-12 | NA | 2 | 0.6 | 1000 | 400 | [69 empty] | Larne | Launderette
T36001 | Byrne Fish | 80 Killard Road, Ballyhornan, Co. Down, BT30 7SY | 1993-06-01 | 2022-08-01 | 10 | 28 | 1200 | 800 | 200 (HEM) | [68 empty] | Ballyhornan | Food Industry
T36024 | C & N Chambers | The Harbour, Kilkeel, BT34 4AX | 2006-12-01 | 2025-12-01 | 30 | 17 | 1000 | 400 | 200 (HEM) | [68 empty] | Kilkeel | Food Industry
T36012 | C & O Milligan | Station Lane, Downpatrick Road, Ardglass, BT30 7SF | 1993-07-27 | 2020-09-01 | 20 | 55 | 1500 | 800 | 100 | [68 empty] | Ardglass | Food Industry
TE150080 | Camden Group | 4-7 Steeple Road, Steeple Industrial Estate, Antrim BT41 1AB | 2017-10-05 | NA | 2 | 30 | 600 | 400 |  | 100 | [67 empty] | Antrim | Manufacturing
TE150081 | Camden Group Vehicle Wash | 4-7 Steeple Road, Steeple Industrial Estate, Antrim BT41 1AB | 2018-01-12 | NA | 2 | 60 | 1000 | 500 | 100 | 100 | [67 empty] | Antrim | Vehicle Wash
T43102 | Campsie Car Wash & Valet Centre | 99 Clooney Road, Eglinton, BT47 3PB | 2025-02-11 | NA | 5 | 0.25 | 1000 | 500 | 200 | [68 empty] | Donnybrewer | Vehicle Wash
TE270019 | Canal Court Hotel | 29 Merchants Quay, Newry, BT35 8HF | 2008-07-01 | 2011-01-03 | 16 | 66 | 300 | 200 | [32 empty] | 3 | [36 empty] | Newry | Swimming Pool
TE340200 | Canyon Europe | 4 Mallusk Road, Newtownabbey, Co Antrim, BT36 4PR | 2009-07-10 | 2022-06-01 | 5m3 twice/yr | 30 | 600 | 400 | [32 empty] | 2 | [36 empty] | Whitehouse | Manufacturing
TE250019 | Capper Trading Ltd. | 124 Tamnamore Road, Dungannon, Co. Tyrone, BT71 6HW | 2010-04-01 | NA | 7 | 117 | 1000 | 500 | [34 empty] | 100 | [34 empty] | Tamnamore | Vehicle Wash
T34921 | Careers & Cleaning | 261 Falls Road, Belfast BT12 6FB | 2021-02-12 | NA | 2 | 1.2 | 1000 | 400 | [69 empty] | Belfast | Launderette
T37056 | Carnbrooke Meats | 100 Ballynahinch Road Lisburn BT27 5EZ | 2026-03-01 | NA | 8 | 15 | 4000 | 1000 | 200 (HEM) | [68 empty] | Lisburn | Food Industry
TE470012 | Carnmore Stone | Drumclay, Newtownbutler, Co Fermanagh, BT92 8EW | 2006-03-01 | 2010-07-19 | 0.5 | 20 | 600 | 400 |  | 100 | [67 empty] | Newtownbutler | Manufacturing
T35039 | Carryduff Household Recycling Centre | 8 Comber Road, Carryduff BT8 8AN | 2018-09-19 | NA | 20 | NA | 2000 | 500 | [69 empty] | Belfast | Civic Amenity Site
T34128 | Castlecourt Vehicle Wash | Castlecourt Shopping Centre, BT1 1DD | 2019-10-06 | NA | 1 | 6 | 1000 | 500 | 100 | [68 empty] | Belfast | Vehicle Wash
T15074 | Caterpillar (NI) Ltd. - Larne | 205 Old Glenarm Road, Larne, BT40 1EJ | 1994-09-14 | 2020-07-06 | 72 | 49.8 | 2000 | 400 | 100 (HEM) | [9 empty] | 100 |  | 5000 |  |  |  |  | 4000 |  |  | 4000 | [48 empty] | Larne | Manufacturing
T34090 | Caterpillar (NI) Ltd.- Springvale | 11 Millennium Way, Belfast, BT12 7AL | 2001-05-01 | 2025-11-10 | 40 | 270 | 1000 | 400 | 200 (HEM) | [11 empty] | 5000 | [6 empty] | 10000 | [49 empty] | Belfast | Manufacturing
T17103 | Causeway Coast & Glens Burough Council - Craigahulliar Landfill Site | Craigahulliar Landfill site, Ballymacrae Road, Portrush, BT56 8NN | 2010-02-01 | 2025-04-17 | 250 | 174 | 600 | 500 | NA | 100 | [67 empty] | North Coast | Landfill Site
TE170013 | Causeway Hospital | 4 Newbridge Road, Coleraine, BT52 1TP | 1997-09-01 | 2012-12-01 | 5% of inlet volume | NA | 600 | 400 | NA | NA | [67 empty] | North Coast | Hospital
TE170013B | Causeway Hospital Lab Building | 4 Newbridge Road, Coleraine, BT52 1TP | 1997-09-01 | 2012-12-01 | 5% of inlet volume | NA | 600 | 400 | NA | NA | [67 empty] | North Coast | Hospital
TE170013A | Causeway Hospital Laundry | 4 Newbridge Road, Coleraine, BT52 1TP | 1997-09-01 | 2012-12-01 | 5% of inlet volume | NA | 600 | 400 | NA | NA | [67 empty] | North Coast | Laundry
T17131 | Causeway Laundry | 68 Cuaseway Street, Portarush BT56 8AD | 2021-02-12 | NA | 2 | 0.6 | 1000 | 400 | [69 empty] | North Coast | Launderette
T17128 | Causeway Prime | Gateside Road, loughanhill Industrial Estate, Coleraine, BT52 2NR | 2020-10-01 | NA | 5 | 42 | 5000 | 1000 | 100 (HEM) | NA | [67 empty] | North Coast | Food Industry
T35043 | CB Paper Sacks | 15 Balloo Drive, Bangor, BT19 7QY | 1993-02-10 | 2025-12-01 | 2 | 15 | 4000 | 1000 |  | 100 | [67 empty] | North Down and Ards | Manufacturing
T34907 | CDE2020V | 370 Doagh Road, Newtownabbey, BT36 6XL | 2018-10-15 | 2023-06-01 | 30 | 200 | 600 | 400 | 200 (HEM) | [16 empty] | 2000 |  |  | 5000 | [48 empty] | Whitehouse | Manufacturing
TE340234 | Celerion | 16-20 Lisburn Road, Belfast, BT9 6AA | 1993-04-01 | 2015-05-01 | 5 | 27.6 | 600 | 400 | [69 empty] | Belfast | Pharmaceutical
T47050 | Centra Ballygawley | 40-42 Main Street Ballygawley BT70 2HE | 2021-02-12 | NA | 3 | 1.8 | 1000 | 400 | [69 empty] | Ballygawley | Launderette
T15128 | Centra Junction 1 (AKA Gortgill Service Station) | 1 - 3 Ballymena Road, Junction One, Antrim BT41 4LL | 2021-02-12 | NA | 2 | 0.6 | 1000 | 400 |  | 100 | [67 empty] | Antrim | Launderette
T35040 | C-Fish | Unit 2 Princess Anne Road, The Harbour, Portavogie BT22 1DT | 2019-09-20 | NA | 2 | 60 | 5000 | 3000 | 100 | [68 empty] | Ballyhalbert (Victoria) | Food Industry
T34202 | Charles Hurst BMW | 4-6 Lislea Drive Belfast BT9 7JG | 2024-12-01 | NA | 2 | 12 | 1000 | 400 | 200 (HEM) | [68 empty] | Belfast | Vehicle Wash
T23143 | Charles Hurst Carn | 1 Carn Court Road, Carn, Craigavon BT63 5YX | 2019-12-09 | NA | 10 | 12 | 1000 | 500 | 100 | [68 empty] | Ballynacor | Vehicle Wash
T34189 | Charles Hurst Cupra/Seat | 27 Boucher Road Belfast BT12 6QU | 2024-04-01 | NA | 2 | 13.8 | 1000 | 500 | 200 (HEM) | [68 empty] | Belfast | Vehicle Wash
T37012 | Charles Hurst Dunmurry | Accident Repair Centre, Derriaghy Business Park, BT179HN | 2019-10-07 | NA | 3 | 9 | 1000 | 500 | 100 | [68 empty] | Dunmurry | Vehicle Wash
T34198 | Charles Hurst Fleet Financial | 7 Mauulsk Drive Newtownabbey BT36 4GX | 2024-12-09 | NA | 1 | 12 | 1000 | 500 | 200 (HEM) | [68 empty] | Whitehouse | Vehicle Wash
T34201 | Charles Hurst Main Site | 62 Boucher Road Belfast BT12 6HR | 2024-12-01 | NA | 47 | 120 | 1000 | 500 | 200 (HEM) | [68 empty] | Belfast | Vehicle Wash
T34207 | Charles Hurst Newtownabbey | 547 Antrim Road Newtownabbey BT36 4RL | 2025-05-10 | NA | 12 | 12 | 1000 | 500 | 200 (HEM) | [68 empty] | Whitehouse | Vehicle Wash
T35009 | Charles Hurst Newtownards | 10 Comber Road, Newtownards, BT234QP | 2019-10-06 | NA | 5 | 30 | 1000 | 500 | 100 | [68 empty] | Ballyrickard | Vehicle Wash
T34199 | Charles Hurst Quarry Corner | 788 Upper Newtownards Road Dundonald BT16 1UD | 2024-12-09 | NA | 1 | 12 | 1000 | 500 | 200 (HEM) | [68 empty] | Kinnegar | Vehicle Wash
T25073 | Cherry Pipes | 12 Derryhirk Road, Tullyroan, Dungannon, BT71 6NH | 2011-04-04 | 2026-06-01 | 2 | 34.2 | 1000 | 500 | 200 (HEM) | [68 empty] | Tullyroan | Manufacturing
T23129 | Cherry Plastics | 25 Annesborough Road, Lurgan, Co Armagh, BT67 9JD | 2012-05-14 | NA | 2.5 | 4 | 27600 | 6300 |  | 100 | [67 empty] | Ballynacor | Plastics
T34913 | Chevron Dry Cleaners | 42 Gilnahirk Road Belfast BT5 7DG | 2020-03-09 | NA | 2 | 1.2 | 1000 | 400 | NA | NA | [67 empty] | Kinnegar | Launderette
T34191 | Chic Ltd | 642-644 Springfield Road Belfast BT12 7BA | 2024-06-01 | NA | 3 | 10.2 | 1000 | 500 | 200 (HEM) | [68 empty] | Belfast | Vehicle Wash
T43062 | City Laundry Services | Unit 4, Northland Road Ind Est, Derry, BT48 0LD | 2002-03-15 | 2021-01-25 | 5 | 10.2 | 1000 | 400 | NA | 100 | [67 empty] | Culmore | Launderette
TE430047 | City of Derry Airport - Car Wash | Airport Road, Eglinton, Derry, BT47 3GY | 2005-06-01 | 2016-04-04 | 5 | 36 | 1000 | 500 | 100 | NA | [67 empty] | Longfield | Vehicle Wash
T43093 | City of Derry Airport - Fire Fighting Area | Airport Road, Eglinton, Derry, BT47 3GY | 2005-11-01 | 2021-04-12 | 10m3 (1 day/28days) | Tankered | 2000 | 500 | NA | NA | [67 empty] | Culmore | Fire Fighting Training Area
T35046 | Clandeboye Yoghurt | Estate Road, Clandeboye Estate, Bangor BT19 1RN | 2021-01-01 | NA | 10 | 25 | 1500 | 750 | 100 | [68 empty] | North Down and Ards | Food Manufacturer
T35048 | Clandeboye Yoghurt Newtownards | Unit F7 Ards Business Centre, Jubilee Road, Newtownards BT23 4YA | 2020-09-14 | NA | 2 | 4.8 | 1200 | 500 | 100 | [68 empty] | Ballyrickard | Food Manufacturer
T13137 | Clare's Costcutter | 63 Main Street , Tobermore BT45 5PP | 2021-02-12 | NA | 1 | 0.6 | 1000 | 400 | [69 empty] | Tobermore | Launderette
T34912 | Clarke's Specialist Dry Cleaners | Unit 2 Benmore House, 353 Lisburn Road, Belfast BT9 7EP | 2020-03-09 | NA | 1 | 0.6 | 1000 | 400 | [69 empty] | Belfast | Launderette
T23146 | Classic Cleaners | 72 Market Street, Tandragee, Craigavon, BT62 2BW | 2020-03-09 | NA | 2 | 1.2 | 1000 | 400 |  | 100 | [67 empty] | Tandragee | Launderette
TE340184 | Clayton Hotel Belfast | 22 Ormeau Avenue, Belfast, BT2 8HS | 2008-09-01 | 2016-10-22 | 2.5 | 625 | 300 | 200 | [32 empty] | 2 | [36 empty] | Belfast | Swimming Pool
T45052 | Cleanwell Dry Cleaners | 24 John Street, Omagh, BT78 1DW | 2020-03-09 | NA | 4 | 2.4 | 1000 | 400 |  | 100 | [67 empty] | Omagh | Launderette
T34153 | Cleartech Group Ltd | 32-36 Great Victoria Street, Belfast BT2 7BA | 2021-08-09 | NA | 7 | 25.2 | 100 | 100 | [69 empty] | Belfast | Pipe flushing
T34192 | Cleartech Group Ltd | Student Roost, Nelson Street Belfast BT15 1BH | 2024-05-09 | NA | 6 | 60 | 100 | 100 | [69 empty] | Belfast | Pipe flushing
TE230013 | Clearway Disposals Ltd | 41 Dobbin Road, Portadown, Co. Armagh BT624EY | 2002-10-01 | 2013-08-01 | 1 | 2.5 | 1000 | 500 | [69 empty] | Derryhale | Vehicle Wash
TE430060 | Clearway Disposals Ltd | Port Road, Lisahally, Co.Londonderry, BT47 6FL (H.O. 41 Dobbin Road, Portadown, Co. Armagh BT62 4EY) | 2015-06-22 | NA | 1 | 12 | 1000 | 500 | 100 | NA | [32 empty] | 100 | [34 empty] | Culmore | Vehicle Wash
T27137 | Cloughmor Distillery | Unit 1A, Warrenpoint Enterprise Centre, Warrenpoint, BT34 3LA | 2020-07-01 | NA | 5 | 16.8 | 3000 | 250 | [69 empty] | Warrenpoint | Distillery
T37032 | Coca Cola Bottlers | 12 Lissue Road, Knockmore, Lisburn, BT28 2SZ | 2007-06-01 | 2025-01-01 | 1200 | 1200 | 600 | 400 | 200 | 100 | [8 empty] | 2000 | [6 empty] | 2000 |  |  | 8000 | [48 empty] | Lisburn | Food Industry
T17064 | Coleraine Leisure Centre (Coleraine Borough Council) | 23 Railway Road, Coleraine, BT52 1EY | 1994-07-01 | 2014-03-24 | 38 | 2917 | 300 | 200 | NA | NA | [30 empty] | 2 | [36 empty] | North Coast | Swimming Pool
T17121 | Coleraine Skip Hire & Recycling - Maydown | Electra Road, Maydown, Co. Derry, BT47 6UL | 2018-08-06 | NA | 30m3 per calender month | NA | 2000 | 1000 | NA | 100 | [67 empty] | Culmore | Site run off and skip leachate
T17116 | Coleraine Skip Hire & Recycling Ltd | 56 Craigmore Road, Ringsend, Garvagh BT51 5HF | 2008-09-22 | 2019-02-14 | 180m3 per day (6 x 30m3) | NA | 1400 | 350 | NA | 100 | [8 empty] | 100 | [9 empty] | 800 | [48 empty] | North Coast | Landfill Site
TE230003 | Cookery Nook Bakery | 7 Mahon Ind Est, Portadown, BT62 3EH | 1996-08-01 | 2013-03-18 | 5 | 3 | 600 | 400 |  | 100 | [67 empty] | Ballynacor | Bakery
T13094 | Cookstown District Council (not on consent Magheraglass Landfill Site) | Magheraglass Landfill Site, Knockaleery Road, Cookstown, BT80 9EH (Head Office: Burn Road, Cookstown BT80 8DT) | 2008-01-01 | NA | 150m3 per day and 750m3 per 7 day period | NA | 2000 | 500 | NA | 400 |  |  |  |  | 500 | 2000 |  | 500 | 2000 | 1000 |  |  |  | 500 | 500 | 2000 | 1000 | 5000 | 2000 | [5 empty] | 80 | [10 empty] | 1300 | [6 empty] | 1700 |  | 17 | 1.2 | 14 |  |  | 2400 |  | 1700 | [5 empty] | 2 |  | 100 |  |  | 1000 |  |  |  |  | Cookstown | Landfill Site
TE130013 | Cookstown Leisure Centre | Mid Ulster Council, Fountain Road, Cookstown, BT80 8QF | 2008-11-10 | 2014-07-05 | 40 | 230 | 300 | 200 | NA | NA | [30 empty] | 2 | [36 empty] | Cookstown | Swimming Pool
T13092 | Copeland Ltd | Ballyreagh Ind.Est.Sandholes Road,Cookstown BT80 9DG | 1998-01-01 | 2023-07-10 | 110 | 76.2 | 2500 | 400 | NA | 100 | [67 empty] | Cookstown | Manufacturing
T35047 | Copeland Spirits | The Copeland Distillery, 43 Manor Street, Donaghadee, BT21 0HG | 2020-08-01 | NA | 1 | 16.8 | 14000 | 1000 | [69 empty] | North Down and Ards | Micro-distillery
TE150057 | Cosmo Car Park - Vehicle Wash | 181 Airport Road, Antrim, BT29 4DW | 2010-11-08 | NA | 1 | 6 | 1000 | 500 |  | 100 | [32 empty] | 100 | [34 empty] | Antrim | Vehicle Wash
T23136 | Cottage Deserts Ltd | 2 Quillyburn Business Park, Dromore, Co Down, BT25 1BY | 1998-04-01 | 2023-07-01 | 20 | 60 | 2500 | 1000 | 350 (HEM) | [68 empty] | Dromore | Food Industry
TE230012 | Craigavon & Banbridge Community Trust | Transport Offices, 68 Lurgan Road, Portadown, BT63 5QQ | 2007-09-01 | NA | 1 | 12 | 1000 | 500 | [69 empty] | Ballynacor | Vehicle Wash
T23024 | Craigavon Area Hospital | 68 Lurgan Road, Portadown, Craigavon, BT63 5QQ | 1997-11-01 | 2011-04-04 | 5% Of Inlet Vol. |  | 600 | 400 | [69 empty] | Ballynacor | Hospital
T23024A | Craigavon Area Hospital - Laundry | 68 Lurgan Road, Portadown, Craigavon, BT63 5QQ | 1997-11-01 | 2011-04-04 | 170 | 360 | 1000 | 500 | [69 empty] | Ballynacor | Laundry
TE230015 | Craigavon B.C Fairgreen Civic Amenity Site | Duke Street, Portadown, Craigavon, BT62 3EX | 2008-02-01 | 2010-08-09 | 5 | 10 | 600 | 400 | [69 empty] | Ballynacor | Civic Amenity Site
TE230039 | Craigavon Borough Council, New line street cleaning vehicles | Newline Civic Amenity Site, Tandragee Road, Lurgan, BT66 8TA | 2013-07-22 | NA | 5 | 11 | 1000 | 500 |  | 100 | [32 empty] | 100 | [34 empty] | Ballynacor | Vehicle Wash
TE430012 | Craig's Service Station | 6 Ballyclose Street, Limavady, BT49 0BN | 1997-03-10 | NA | 5 | 50 | 600 | 400 | NA | NA | [67 empty] | Limavady | Vehicle Wash
T13122 | Cranswick Country Foods | 146 Fenaghy Road, Cullybackey, BT42 1EA | 2017-01-16 | NA | 180 | 125 | 1800 | 1000 | 100 | 100 | [67 empty] | Ballymena | Food Industry
TE470019 | Crawford Fuels | 30 Colebrook Road , Fivemiletown, Co. Tyrone, BT75 0QG | 2011-02-01 | NA | 3 | 6 | 1000 | 500 | [34 empty] | 100 | [34 empty] | Fivemiletown | Vehicle Wash
T23027 | Crossbows Optical Ltd | Unit 1 Halfpenny Valley Industrial Estate, Portadown Road, Lurgan, BT66 8TP | 2008-03-31 | 2013-10-21 | 10 | 150 | 600 | 400 |  | 100 | [67 empty] | Ballynacor | Manufacturing
T13101 | Crossland Tankers | 114 Grove Road, Swatragh, BT46 5QZ | 2008-11-10 | 2018-09-17 | 30 | NA | 1600 | 400 | 200 | 100 | [67 empty] | North Coast | Vehicle Wash
T47056 | Crust & Crumb Bakery Ltd. | 37 Main Street, Derrylin, BT92 9JZ | 2024-05-15 | NA | 7 | 30 | 3000 | 1000 | 200 | 100 | [67 empty] | Derrylin | Bakery
T23157 | Crust & Crumb Breads | Unit 5 Esky Drive, Carn Craigavon, BT63 5RH | 2023-07-10 | NA | 20 | 50 | 3000 | 100 | 200 (HEM) | 100 | [67 empty] | Ballynacor | Food Industry
T25132 | Crystal Clean | Unit 1d Dobbin Street, Armagh, BT61 7QQ | 2020-03-09 | NA | 2 | 1.2 | 1000 | 400 |  | 100 | [67 empty] | Armagh | Launderette
T27135 | Crystal Clean | Fresh Food centre, 7 Dublin Road, Castlewellan, BT31 9QA | 2020-03-09 | NA | 1 | 0.6 | 1000 | 400 |  | 100 | [67 empty] | Annsborough | Launderette
T34916 | Crystal Clean | 89 Falls Road Belfast, BT12 4PE | 2020-03-09 | NA | 2 | 1.2 | 1000 | 400 | [69 empty] | Belfast | Launderette
T34925 | Crystal Clean | 127 Andersonstown Road, Belfast BT11 9BU | 2021-05-03 | NA | 2 | 0.6 | 1000 | 4000 | [69 empty] | Belfast | Launderette
T36045 | Crystal Clean | Unit 5 Newcastle Shopping Centre, Main Street, Newcastle BT33 0ES | 2020-01-01 | NA | 1 | 6 | 1000 | 400 | NA | NA | [67 empty] | Newcastle | Launderette
TE350059 | Culloden Estate & Spa | 142 Bangor Road, Holywood, BT18 0EX | 2009-06-01 | NA | 5 | 300 | 300 | 200 | [32 empty] | 2 | [36 empty] | Seahill | Swimming Pool
T25134 | Daily Bake Ltd | 58d Hamiltonsbawn Road Industrial Estate, Armagh, BT60 1HW | 2020-07-01 | NA | 10 | 18 | 10000 | 2000 | 100 | 100 | [67 empty] | Armagh | Food industry
T27022 | Daisy Hill Hospital | 5 Hospital Road, Newry, Co. Down, BT358DR | 1995-09-01 | 2011-04-04 | 5% Of Inlet Vol | NA | 600 | 400 |  | 100 | [67 empty] | Newry | Hospital
T13001 | Dale Farm Dairies Ltd | Pennybridge Ind.Est.Larne Road, Ballymena, BT42 3HB | 1980-01-02 | 2008-01-01 | 550 | 2000 | 4000 | 800 | 100 | 100 | [67 empty] | Ballymena | Milk and Fruit Juice Products
T45047 | Dalradian Gold | 3 Killybrack Road, Omagh, BT79 7DG | 2013-02-25 | NA | 30m3 per day or in any 4 week period | NA | 1300 | 5000 |  | 100 | [67 empty] | Culmore | Mining
TE450020 | Dalradian Gold Core Saw | 3 Killybrack Road, Omagh, BT79 7DG | 2013-06-01 | NA | 6 | 240 | 700 | 400 |  | 100 | [67 empty] | Omagh | Mining
T34504 | Dargan Road Biogas Ltd | 2A Dargan Road, Belfast, BT3 9JU | 2023-07-01 | NA | 250 | 350 | 1000 | 50 |  | 100 | [56 empty] | 1000 | [10 empty] | Belfast | Anerobic Digestion
T34190 | David Lloyd Leisure | 115 Old Dundonald Road, Belfast BT16 1DL | 2024-05-01 | NA | 15 | 1140 | 300 | 200 | [69 empty] | Kinnegar | Swimming Pool
T230025 | David Prentice Cars Ltd | Carn Roundabout, Seagoe Road Portadown, Craigavon, BT63 5QD | 2013-04-01 | NA | 10 | 10 | 1000 | 500 |  | 100 | [32 empty] | 100 | [34 empty] | Ballynacor | Vehicle Wash
T25071 | Davison Fresh Foods Ltd (Davison Canners Ltd) | 107 Summerisland Road, Ardress, Portadown, Co Armagh, BT62 1SJ | 2001-04-01 | NA | 10 | 33 | 600 | 400 | [69 empty] | Ardress | Food Production
T27070 | DEFRA | Warrenpoint Harbour, Warrenpoint BT34 3JR | 2024-02-01 | NA | 0.5 | 60 | 1000 | 500 | 200 (HEM) | [68 empty] | Warrenpoint | Vehicle Wash
T27067 | DeliLites | Unit 1 Milltown Industrial Estate, Greenan Road, Warrenpoint, Newry BT34 3FN | 2018-01-22 | 2022-05-01 | 12 | 0.16 | 2500 | 1500 | 200 (HEM) | [68 empty] | Warrenpoint | Food Industry
T15137 | Dennison Body Shop | Unit 14, Dennison Industrial Estate, Ballyclare, BT39 9EB | 2025-09-25 | NA | 0.5 | 12 | 1000 | 500 | 200 | 100 | [67 empty] | Ballyclare | Vehcicle Wash
T15138 | Dennison Commercial Limited | 8, Ballyhartfield Road, Ballyclare, BT39 0RB | 2025-12-01 | NA | 22m3 per week | NA | 1000 | 500 | NA | 100 | [67 empty] | Antrim | Vehicle Wash
T35041 | Denroy Plastics | 9 - 11 Balloo Drive, Bangor Co. Down, Northern Ireland BT19 7QY | 2020-01-01 | NA | 1 | 8.4 | 500 | 100 | NA | NA | [5 empty] | 1000 | [12 empty] | 1000 | [48 empty] | North Down and Ards | Plastics
T45035 | Derry and Strabane DC - Strahan's Road Depot | 11 Strahan's Road, Strabane, Co. Tyrone, BT82 9SF | 2016-02-10 | 2019-03-24 | 30m3 per Week | NA | 500 | 500 | NA | 100 | [67 empty] | Culmore | Waste Transfer Station
T43097 | Derry City and Strabane District Council - City Swimming Baths | William Street, Derry, Co Derry, BT48 9AD | 1995-09-04 | 2022-03-17 | 30 | 1500 | 300 | 200 | NA | NA | [67 empty] | Culmore | Swimming Pool
T43096 | Derry City and Strabane District Council - Templemore Sports Complex | Buncrana Road, Derry, Co Derry, BT48 7QL | 1996-01-15 | 2022-03-17 | 100 | 1500 | 300 | 200 | NA | NA | [67 empty] | Culmore | Swimming Pool
T43056 | Derry City Council - Newbuildings landfill site | Derry City Council, Newbuildings Landfill site, Duncastle Road, Newbuildings, BT47 3NQ | 2000-06-01 | NA | 9 | NA | 1000 | 1500 | NA | NA | [9 empty] | 1000 | [57 empty] | Culmore | Landfill Site
T43074 | Derry City Council (Culmore landfill - not on consent name) | Coney Road, Culmore, Derry, BT48 8JP | 2010-07-21 | 2012-12-01 | 85 | 180 | 800 | 400 | NA | 100 | [17 empty] | 10000 |  | 20 | 20 | 20 |  | 0.3 | 20 |  | 0.01 | 3 | 25 |  |  | 20 |  | 0.05 | 0.5 |  | 0.3 |  | 0.5 |  | 0.6 | 1 |  | 20 |  |  |  | 5 | 0.7 |  | 0.3 |  |  |  | 15 | [5 empty] | 20 |  |  | 0.01 | 0.001 | 20 | 0.1 | Culmore | Landfill Site
TE430004 | Derry City Council Civic Amenity Site - Glendermott Road | 37 Glendermott Road, Waterside, Derry, BT47 6BG | 2008-09-22 | NA | 5 | 4 | 600 | 400 | NA | 100 | [67 empty] | Culmore | Civic Amenity Site
TE430041 | Derry City Council fleet car wash at Skeoge Industrial Estate | Skeoge Ind Est, Beraghmore Road, Skeoge Industrial Estate, Londonderry, BT48 8SE | 2010-07-01 | 2013-06-01 | 8 | 780 | 1000 | 500 | NA | 100 | [32 empty] | 100 | [34 empty] | Culmore | Vehicle Wash
TE270042 | Deveney's Car Wash | 20A Church Street, Keady, BT60 3UN | 2015-01-05 | NA | 2 | 4.16 | 1000 | 500 | 100 | 100 | [32 empty] | 100 | [34 empty] | Keady | Vehicle Wash
T27136 | DFI Roads - Newry Depot | NI Water Depot - Carnbane Industrial Estate, Newry BT35 6EF | 2020-05-01 | NA | 15 | 99.96 | 1000 | 500 | [31 empty] | 7000 | [37 empty] | Newry | Vehicle Wash
TE130035 | Dfi Roads - Woodburn Depot | Woodburn Depot, 1 Cresent Road, Derry BT47 2NQ | 2014-09-29 | 2018-12-10 | 10 | 60 | 1000 | 500 | 100 | NA | [67 empty] | Culmore | Vehicle Wash
T34124 | DHL Express Belfast | 3B Edgewater Road, Belfast, BT39JQ | 2019-09-30 | NA | 3 | 6 | 1000 | 500 | 100 | [68 empty] | Belfast | Vehicle Wash
T34093 | Diageo (Baileys) | Mallusk Road, Newtownabbey, BT36 8PR | 2004-09-01 | 2020-05-01 | 1300 | 900 | 400 | 200 | [69 empty] | Whitehouse | Food Industry
T34013 | Diageo Global Supply | 3 Marshalls Road, Castlereagh Ind Est, Belfast, BT5 6SL | 2010-04-01 | NA | 750 | 1333 | 7200 | 700 |  | 100 | [67 empty] | Kinnegar | Food Industry
T43007 | Diamond Corrugated Cases (Point A) | 12-13 Pennyburn Ind.Est. Derry, BT48 0LU | 1992-05-08 | 2015-04-13 | 24 | 12 | 5000 | 1000 | NA | 100 | [67 empty] | Culmore | Packaging
TE130016 | Diamond Service Station (formerly Kelly Brothers retail) | 14 The Square, Draperstown, Co Derry, BT45 7AE | 1987-09-01 | 2012-06-15 | 10 | 20 | 1000 | 500 | 100 | NA | [32 empty] | 100 | [34 empty] | Draperstown | Vehicle Wash
TE130024 | Ditty's Bakery | 44 Main Street, Castledawson, BT45 8AB | 2010-07-01 | NA | 2 | 3.3 | 5000 | 2000 | 100 | 100 | [67 empty] | Magherafelt | Bakery
T27068 | Do It All Launderette | 27a Charlotte Street, Warrenpoint, BT34 4LF | 2020-02-01 | NA | 3 | 1.8 | 1000 | 400 | [69 empty] | Warrenpoint | Launderette
T13024 | Doherty & Gray | Woodside Road Industrial Estate, Ballymena, BT42 4HX | 1988-04-01 | 2012-08-01 | 25 | 175 | 600 | 400 | 100 | 100 | [67 empty] | Ballymena | Food Industry
T43079 | Doherty's Bakery | Unit 8C Pennyburn Industrial Estate, Co. Londonderry, BT48 0LU | 2015-04-27 | NA | 4 | 30 | 4500 | 1500 | 100 | 100 | [67 empty] | Culmore | Bakery
T25072 | Donelly Group JLR | Moy Road, Dungannon, BT71 7DT | 2026-06-04 | NA | 6 | 0.15 | 1000 | 500 | [69 empty] | Dangannon | Vehicle Wash
T45007 | Donemana Livestock Mart | 9 Magazine Street, Donemana, BT82 8AS | 2000-12-01 | NA | 5 | 5 | 1000 | 500 | NA | NA | [67 empty] | Donemana | Livestock Mart
TE490027 | Donnell & Ellis | 46 Beltany Road, Omagh, BT78 5NF | 2016-11-18 | NA | 1 | 0.25 | 1000 | 500 | 100 | 100 | [67 empty] | Omagh | Vehicle Wash
T25143 | Donnelly Group Motorstore | 181 Ballygawley Road, Coalisland, Dungannon, BT70 1RX | 2011-12-16 | 2026-04-10 | 5 | 8.4 | 1000 | 500 |  | 100 | [67 empty] | Dungannon | Vehicle Wash
T35051 | Dot Cotton's | 1 Brewery Lane Newtownards, BT23 4BT | 2021-02-12 | NA | 2 | 0.6 | 1000 | 400 | [69 empty] | Ballyrickard | Launderette
T37042 | Dowds Group - Lagan Valley Hospital | Lisburn CCCP, Lagan Valley Hospital, Hillsborough Road, Lisburn BT28 2JP | 2020-10-23 | NA | 40 | 90 | 100 | 150 |  | 100 | [67 empty] | Lisburn | Pipe flushing
TE360047 | Down District Council | Site 3, Ballykine Industrial Estate, Lisburn Road, Ballynahinch, BT24 8BL | 2011-10-10 | NA | 2 | 45 | 600 | 400 | [69 empty] | Ballynahinch | Civic Amenity Site
TE360048 | Down District Council (Vehicle Wash) | 24 Strangford Road, Downpatrick, BT30 6SR | 2011-12-01 | NA | 2 | 8 | 1000 | 500 | [34 empty] | 100 | [34 empty] | Downpatrick | Vehicle Wash
TE360045 | Down Leisure Centre | 114 Market Street, Downpatrick, BT30 6LZ | 2009-06-01 | 2017-03-26 | 46 | 9000 | 300 | 200 | [32 empty] | 2 | [36 empty] | Downpatrick | Swimming Pool
T43089 | Downeys Dry Cleaners | 48 Clooney Terrace, Derry BT47 6AP | 2021-02-12 | NA | 6 | 3.6 | 1000 | 400 |  | 100 | [67 empty] | Culmore | Launderette
T45048 | Dragon Brand Foods | Unit 1 Strabane Business Pk, Melmount Rd, Stabane BT82 9GU | 2018-06-04 | NA | 5 | 18 | 2000 | 1000 | 100 | 100 | [67 empty] | Strabane | Food Industry
T37035 | Draynes Dairy | 1 Glenavy Road, Lisburn , BT28 3UP | 2017-06-01 | NA | 35 | 66 | 4000 | 2500 | 100 | 100 | [67 empty] | Lisburn | Dairy/Creamery
TE470008 | DRD Roads Service Silverhill Depot | Shore Road, Enniskillen BT74 7EF | 1991-12-18 | 2009-07-01 | 6 | 22 | 1000 | 500 | [34 empty] | 100 | [34 empty] | Enniskillen | Vehicle Wash
T35060 | Drilling & Pumping Supplies (DPS Water) | 8-10 Balloo Avenue Bangor BT197 QT | 2024-02-01 | NA | 0.5 | 13.8 | 1000 | 500 | 200 (HEM) | [68 empty] | North Down and Ards | Vehicle Wash
T47037 | Drummee Landfill Site | Derrygonnelly Road, Enniskillen, Co Fermanagh BT74 7PY | 2010-06-01 | 2015-03-02 | 300 | 260 | 1200 | 700 |  | 100 |  |  |  | 200 | 50 | 200 |  |  | 100 |  |  |  |  | 20 | 1 | 200 | [39 empty] | 10 | [11 empty] | Enniskillen | Landfill Site
T36005 | Drumnakelly Tip - Downpatrick District Council | 81 Demesne Road, Ballynahinch, Co Down, BT24 8NS | 2004-05-01 | NA | 100 | NA | 3500 | 1500 | [6 empty] | 500 | 2000 |  | 500 | 2000 | 1000 |  |  |  | 500 | 500 | 2000 | 1000 | 5000 | 2000 | [5 empty] | 80 | [10 empty] | 1300 | [6 empty] | 1700 |  | 17 | 1.2 | 14 |  |  | 2400 |  | 1700 | [5 empty] | 2 |  | 100 |  |  | 1000 |  |  |  |  | Belfast | Landfill Site
TE130047 | DSP Supermarket Magherafelt | 1 Union Road, Magherafelt BT45 5DF | 2017-10-16 | NA | 1 | 12 | 4000 | 1500 | 100 | 100 | [67 empty] | Magherafelt | Bakery
T25017A | Dunbia Sp1 | Granville Ind Estate, Dungannon, Co Tyrone, BT70 1NJ | 2006-12-01 | 2012-08-01 | 50 | 35 | 2000 | 400 | 200* | 100 | [67 empty] | Dungannon | Food Industry
T25017B | Dunbia Sp2 | Granville Ind Estate, Dungannon, Co Tyrone, BT70 1NJ | 2006-12-01 | 2012-08-01 | 600 | 834 | 175 | 200 | 200* | 100 | [67 empty] | Dungannon | Food Industry
T34076 | Duncrue Food Processors | Duncrue Pass, Belfast, BT3 9BP | 1998-01-01 | 2019-07-22 | 100 | 3.5 | 4500 | 2000 | 200* | [68 empty] | Belfast | Food Industry
T34108 | Duncrue Street Incinerator W1 | Herdman Channel Road, Belfast, BT3 9JS | 2013-03-01 | 2023-07-01 | 8000 | 9420 | 150 | 100 | [69 empty] | Belfast | Sewage Sludge Incineration
T34111 | Duncrue Street Incinerator W1A | Herdman Channel Road, Belfast, BT3 9JS | 2013-03-01 | 2023-07-01 | 8000 | 10860 | 100 | 150 | [69 empty] | Belfast | Sewage Sludge Incineration
T34112 | Duncrue Street Incinerator W2 | Herdman Channel Road, Belfast, BT3 9JS | 2013-03-01 | 2023-07-01 | 25000 | 18000 | 150 | 200 | [69 empty] | Belfast | Sewage Sludge Incineration
T34120 | Duncrue Street Incinerator W3 | Herdman Channel Road, Belfast, BT3 9JS | 2023-08-01 | NA | 4000 | 6000 | 100 | 500 | [69 empty] | Belfast | Sewage Sludge Incineration
T34113 | Duncrue Street Incinerator W4 | Herdman Channel Road, Belfast, BT3 9JS | 2009-10-01 | 2023-08-01 | 1200 | 6000 | 5000 | 3500 | [69 empty] | Belfast | Sewage Sludge Incineration
T34114 | Duncrue Street incinerator W5 | Herdman Channel Road, Belfast, BT3 9JS | 2013-02-01 | 2023-07-01 | 2500 | 7020 | 5000 | 3500 | [69 empty] | Belfast | Sewage Sludge Incineration
T25016 | Dungannon Farmers Mart | 90 Granville Road, Dungannon, Co Tyrone, BT70 1NJ | 1996-01-01 | 2011-02-01 | 50 | 100 | 600 | 400 |  | 100 | [67 empty] | Dungannon | Livestock Mart
TE230042 | Dungannon Road Service Station | 24 Dungannon Road, Portadown, BT62 1LF | 2014-12-08 | NA | 3 | 6 | 1000 | 500 | 100 | [33 empty] | 100 | [34 empty] | Ballynacor | Vehicle Wash
T34022 | Eagle Electro Plating | 7 Ormonde Avenue, Newtownabbey, BT36 5AT | 1993-10-06 | 2021-03-01 | 2 | 6 | 600 | 400 | [6 empty] | 500 |  |  |  | 2000 |  |  |  |  | 500 |  | 2000 |  |  | 2000 | [48 empty] | Whitehouse | Manufacturing
TE350078 | Echlinville Distillery - wash-down | 62 Gransha Road, Rubane, Newtownards, BT22 1AJ | 2016-03-09 | NA | 1 | 4.2 | 1000 | 100 |  | 100 | [67 empty] | Ballycranbeg | Distillery
TE340241 | Eden Car Wash Ltd - Larne Rd, Carrickfergus | 31 Larne Road, Carrickfergus, BT38 7EA | 2015-11-07 | NA | 2 | 3 | 1000 | 500 | 100 | [68 empty] | Carrickfergus | Vehicle Wash
T15123 | Education Authority, Ballyclare Vehicle Maintenance Depot | 26 Hillhead Road, Ballyclare, BT39 9DS | 2020-10-12 | NA | 6 | 21 | 1000 | 500 | 100 (HEM) | 100 | [67 empty] | Ballyclare | Vehicle Wash
T45060 | Education Authority, Omagh Transport Depot | 28 Farmhill Road, Omagh, BT79 0PY | 2020-10-12 | NA | 10 | 21 | 1000 | 500 | 100 (HEM) | 100 | [67 empty] | Omagh | Vehicle Wash
T25136 | Eduction Authority Armagh Bus Depot | 1 Markethill Road, Armagh BT60 1 NR | 2021-02-01 | NA | 10 | 90 | 1000 | 500 | 100 | 100 | [67 empty] | Armagh | Vehicle Wash
T34117 | EJC & Son - Hightown Landfill | 128 Hightown Road, Newtownabbey, BT36 7AU | 2014-07-01 | 2025-09-20 | 10 | 60 | 2000 | 100 | [7 empty] | 500 |  |  | 500 | [6 empty] | 500 | [51 empty] | Whitehouse | Landfill Site
TE340278 | EJC Contracts Ltd | 60 Trench Road, Mallusk, BT36 4TY | 2016-08-08 | NA | 1.26 | 2.33 | 1000 | 500 | 100 | [68 empty] | Belfast | Vehicle Wash
T23074 | Elliotts Tradition Ltd | Unit 2 Carn Industrial Estate, Portadown, BT63 5RH | 1999-01-01 | 2024-09-01 | 8 | 20 | 1500 | 1000 | 200 (HEM) | 100 | [67 empty] | Ballynacor | Food Industry
T34017 | Enterprise Rent A Car - Boucher | 70 Boucher Road, Belfast BT12 6LR | 2019-09-11 | NA | 1.5 | 0.04 | 1000 | 500 | 100 | [68 empty] | Belfast | Vehicle Wash
TE170020 | Enterprise Rent A Car - Campsie | 70 Clooney Road, Campsie, Co. Londonderry, BT47 3PA | 2015-03-13 | NA | 4 | 3 | 1000 | 500 | 100 | NA | [67 empty] | Donnybrewer | Vehicle Wash
TE340230 | Enterprise Rent A Car - Cromac St | 157 Cromac Street, Belfast, BT2 8JE | 2012-10-01 | 2024-05-01 | 5 | 25.2 | 1000 | 500 | 200 (HEM) | [68 empty] | Belfast | Vehicle Wash
TE340256 | Enterprise Rent A Car - Lisburn | 2 Young Street, Lisburn, BT27 5EA | 2015-04-27 | NA | 4 | 3 | 1000 | 500 | 100 | [68 empty] | Lisburn | Vehicle Wash
T34048 | Enterprise Rent A Car - Mallusk | 2 Hightown Avenue, Mallusk, Newtownabbey, BT36 4RT | 2022-12-01 | NA | 4 | 12 | 1000 | 500 | 200 | [68 empty] | Whitehouse | Vehicle Wash
T23124 | Enterprise Rent A Car - Seagoe | Unit 3 Seagoe Industrial Estate, Craigavon, Co Armagh, BT63 5QD | 2007-07-01 | 2022-09-01 | 2 | 12 | 1000 | 500 | 200 (HEM) | [68 empty] | Ballynacor | Vehicle Wash
T45051 | Enterprise Rent-A-Car - James Street | 13 James Street, Omagh, Co. Tyrone, BT78 1QX | 2020-01-20 | NA | 4 | 12 | 1000 | 500 | 100 (HEM) | 100 | [67 empty] | Omagh | Vehicle Wash
T36029 | ENVA (NI) Ltd | The Old Mill, Drumaness, Ballynahinch, BT24 8LS | 2007-12-03 | 2023-06-01 | 60 | NA | 25000 | 2500 | [69 empty] | Belfast | Recycling
T47055 | Enviro Care NI Ltd. | 72 Derrylin Rd, Enniskillen BT92 9LD | 2023-12-01 | NA | 30 | NA | 500 | 500 |  | 100 | [55 empty] | 10 |  | 1 | [9 empty] | Antrim
T34906 | EP Kilroot Ltd (previously AES) | Larne Road, Carrickfergus, BT38 7LX | 2016-11-14 | 2023-03-31 | 100 | 60 | 50 | 2000 | [6 empty] | 10 |  | 70 |  |  |  |  | 500 |  |  |  | 50 | [51 empty] | Carrickfergus | Landfill Site
T23165 | EQI Craigavon Ltd | 11 Charlestown Road, Craigavon BT63 5GA | 2024-10-17 | NA | 8 | 180 | 500 | 300 |  |  |  |  | 500 | [7 empty] | 500 | [56 empty] | Ballynacor | Manufacturing
T43075 | ERE Developments Ltd/Evermore Energy | 18 Lisahally Road, Lisahally, BT47 6FL | 2014-01-01 | NA | 60 | 150 | 500 | 500 | NA | 100 | [67 empty] | Culmore | Boiler and wood chip dryer Washdown
T34152 | ES Bedford Square | The Ewart 17 Bedford Street, Belfast BT2 7GP | 2021-08-09 | NA | 40 | 56 | 100 | 150 | [69 empty] | Belfast | Pipe flushing
T13129 | Euro Hand Car Wash - Ballymena | 26-30 Linen Hall Street, Ballymena, BT43 5AL | 2020-01-20 | NA | 6 | 24 | 1000 | 500 | 100 (HEM) | 100 | [67 empty] | Ballymena | Vehicle Wash
TE130051 | Euro Hand Car Wash - Magherafelt | 62A Church Street, Magherafelt BT45 6AW | 2019-04-29 | NA | 4 | 12 | 1000 | 500 | 100 | 100 | [67 empty] | Magherafelt | Vehicle Wash
TE370042 | Euroclean | Unit 2, Springbank Ind Est, Pembrooke Loop Rd, Dunmurry, BT17 0QL | 2013-05-01 | NA | 10 | 23 | 1000 | 500 |  | 100 | [67 empty] | Dunmurry | Laundry
T35064 | Europa Hand Car Wash | 9C Belfast Road Bangor BT20 3HT | 2025-08-01 | NA | 2 | 15 | 1000 | 500 | 200 (HEM) | [68 empty] | North Down and Ards | Vehicle Wash
T13086 | Eurospar Doury Road (Henderson Group Proprty Ltd.) | 36-40 Doury Road, Ballymena, BT43 6JA | 2019-10-28 | NA | 3 | 12 | 1000 | 500 | 100 (HEM) | 100 | [67 empty] | Ballymena | Vehicle Wash
T23160 | Evron Foods New Factory (BAMA) | 20 Esky Drive Potadown BT63 5YY | 2024-04-01 | NA | 10 | 30 | 2500 | 1500 | 200 (HEM) | 100 | [67 empty] | Ballynacor | Food Industry
T15130 | Executive Cleaners | 7 Railway Street, Antrim, BT41 4AE | 2021-05-03 | NA | 2 | 0.6 | 1000 | 400 |  | 100 | [67 empty] | Antrim | Launderette
T23145 | Express Dry Cleaners | 49 North Street, Lurgan, BT67 9AG | 2020-03-09 | NA | 2 | 1.2 | 1000 | 400 |  | 100 | [67 empty] | Ballynacor | Launderette
TE230046 | Express Hand Car Wash | 106 Queen Street, Lurgan, Co. Armagh, BT66 8BW | 2016-03-30 | NA | 5 | 16.8 | 1000 | 500 | 100 | [68 empty] | Ballynacor | Vehicle Wash
TE340193 | Falls Leisure Centre | 15-17 Falls Road, Belfast, BT12 4PB | 2003-11-01 | 2019-04-26 | 40 | 8.33 | 300 | 200 | [69 empty] | Belfast | Swimming Pool
T45061 | Fane Valley Feeds Ltd | Unit 4 Bankmore Way, Omagh, Co Tyrone, BT79 0NW | 2010-07-05 | 2020-10-26 | 13 | 60 | 1000 | 500 | 100 (HEM) | 100 | [67 empty] | Omagh | Vehicle Wash
TE370037 | Farrans Construction Ltd | 99 Kingsway, Dunmurry, Belfast, BT17 9NU | 2010-05-01 | 2023-04-01 | 0.5 | 15 | 1000 | 500 | 200 (HEM) | [68 empty] | Dunmurry | Vehicle Wash
T15113 | FC Robinson | 40 Hillhead Road, Ballyclare, BT39 9DS | 2007-06-01 | NA | 10 | 3000 | 4000 | 1000 | 100 | [68 empty] | Ballyclare | Food Industry
T47017 | Fermanagh Lakeland Forum | Broadmeadow, Shore Road, Enniskillen, BT74 7EF | 1995-11-08 | 2025-02-01 | 40 | 50 | 300 | 200 | [32 empty] | 3 | [36 empty] | Enniskillen | Swimming Pool
T36048 | Finnebrogue Vegetarian Company Ltd | 25 Enterprise Avenue, Down Business Park, 46 Belfast Road, Downpatrick, BT30 9UP | 2020-12-04 | NA | 200 | 200 | 2000 | 400 |  | 100 | [67 empty] | Downpatrick | Food Industry
T37052 | Finning UK | 19 Ferguson Drive, Lisburn BT28 2EX | 2023-09-01 | NA | 7.6 | 17 | 1000 | 500 | 200 (HEM) | [68 empty] | Lisburn | Vehicle Wash
T27142 | First & Last Off Licence | 67 The Village, Jonnesborough BT35 8HR | 2021-02-12 | NA | 2 | 0.6 | 1000 | 400 |  | 100 | [67 empty] | Jonesborough South | Launderette
T47051 | First Impressions | 10 Fairgreen Street, Irvinestown BT94 1FD | 2021-02-12 | NA | 2 | 0.6 | 1000 | 400 |  | 100 | [67 empty] | Irvinestown | Launderette
T47039 | Fivemiletown Cattle Market | 134 Main Street, Fivemiletown, Co Tyrone, BT75 0PG | 2007-06-01 | 2010-11-15 | 2 | 30 | 600 | 400 |  | 100 | [67 empty] | Fivemiletown | Livestock Mart
T36055 | Flowtech (Down High School) | Strangford Road Downpatrick County Down | 2025-03-21 | NA | 40 | 55.8 | 100 | 150 | 200 (HEM) | [68 empty] | Downpatrick | Pipe flushing
TE130037 | Forbes Spar Ardboe | 125 Mullinahoe Road, Ardboe, Dungannon, BT71 5AX | 2015-06-22 | NA | 1 | 30 | 1000 | 500 | 100 | NA | [67 empty] | Killygonlan | Vehicle Wash
T34187 | Forensic Science Northern Ireland (FSNI) | 151a Belfast Road Carrickfergus, BT38 8PL | 2023-02-01 | NA | 0.5 | 30 | 600 | 400 | [69 empty] | Greenisland | Laboratory
T15109 | Fortress Pro-Tec | 120 Old Coach Rd, Templepatrick, BT39 0KA | 2000-07-01 | 2021-07-01 | 0.1 | 50 | 4000 | 1500 | [6 empty] | 400 | 200 |  |  | 2000 |  | 1000 |  |  | 100 | 100 | 500 |  | 4000 | 500 | [48 empty] | Antrim | Surface coating
T23134 | Fosters Chocolates | 10 Diviny Drive, Carn Industrial Area, Craigavon, BT63 5WE | 2013-06-20 | NA | 0.5 | 0.5 | 12000 | 1000 | 100 | 100 | [67 empty] | Ballynacor | Food Industry
T23110 | Foxcut | Unit 8 Carn Drive Craigavon BT63 5WJ | 2019-12-27 | NA | 5 | 30 | 200 | 200 |  | 100 | [67 empty] | Ballynacor | Water jet cutting
T43014 | Foyle Chipping co | Unit 9-12, Rathmore Business Park, Creggan, Derry, BT48 0LZ | 1993-02-16 | 2018-12-14 | 15 | 120 | 3000 | 3000 | 100 | NA | [67 empty] | Culmore | Food Industry
T43085 | Foyle Express Dry cleaners | Unit 19/20 Glendermott Valley Business Park, L'Derry, BT47 3LR | 2020-03-09 | NA | 2 | 1.2 | 1000 | 400 | [69 empty] | Culmore | Launderette
T43008 | Foyle Meats Ltd | Lisahally, Campsie, Derry, BT47 6TJ | 2008-04-02 | NA | 550 | 1300 | 1500 | 1000 | 200* | NA | [67 empty] | Culmore | Food Industry
T39995 | FP Mc Cann | 146 Belfast Road, Larne BT40 2PN | 2006-09-01 | 2020-07-03 | 25 | NA | 600 | 400 | [19 empty] | 5000 | [49 empty] | Belfast | Landfill Site
TE470020 | FR Cathcart | 38 Tempo Road, Enniskillen, BT74 6HR | 2012-10-01 | NA | 5 | 12 | 1000 | 500 | [34 empty] | 100 | [34 empty] | Enniskillen | Vehicle Wash
T13085 | Francis Dinsmore Ltd | 25 Green field Road, Kells, BT42 3JL | 1992-01-30 | 2019-01-11 | 700 | 750 | 3000 | 500 |  | 100 | [67 empty] | Ballymena | Textile
T47052 | Frazer One Stop Shop | 2 Main Street, Maguiresbruidge BT94 4RY | 2021-02-12 | NA | 3 | 1.8 | 1000 | 400 |  | 100 | [67 empty] | Lisnaskea | Launderette
T35014 | Freshco Foods | 32 Jubilee Road, Newtownards BT23 4YH | 2019-09-11 | NA | 10 | 0.5 | 4000 | 2000 | 100 | [68 empty] | Ballyrickard | Food Industry
T25142 | Fruitfield Service Station | 181 Portadown Road Richhill BT61 9LG | 2025-12-22 | NA | 7 | 36 | 1000 | 500 | 200 (HEM) | [68 empty] | Richhill | Vehicle Wash
T45031 | Frylite | Orchard Road Ind.Est. Orchard Road, Strabane, BT72 9PR | 2005-10-26 | 2019-01-11 | 95 | 120 | 5000 | 500 | 100 | 100 | [67 empty] | Strabane | Food Industry + Vehicle Wash
T37041 | Frylite Ltd Lisburn Depot | 6 Ferguson Drive, Knockmore Industrial Park, Lisburn BT28 2EJ | 2020-10-19 | NA | 1 | 16.8 | 1000 | 500 | 100 | [68 empty] | Lisburn | Vehicle Wash
TE340279 | Fujitsu Services | Trident House, 301 Airport Road West, Belfast, BT3 9AE | 2016-09-01 | NA | 0.1 | 6 | 1400 | 200 | 100 | [68 empty] | Kinnegar | Manufacturing
T34905 | Full Circle Generation Ltd | Airport Road West, Belfast BT3 9EE | 2017-01-16 | NA | 70 | 120 | 500 | 300 | [69 empty] | Kinnegar | Water Treatment Plant, Boiler Water and Boiler Blowdown
T43072 | Galberts Food Products (Prev Fresh Food Kitchen) | Unit 4 Glenaden Complex, Altnagelvin Ind.Est. Trench Road, Derry, BT47 2ED | 2005-10-01 | 2015-05-26 | 5 | 4.2 | 4500 | 2000 | 100 | NA | [67 empty] | Culmore | Food Industry
TE130043 | Galgorm Manor Hotel | 136 Fenaghy Road, Ballymena, BT42 1EA | 2015-11-18 | 2018-04-04 | 70 | 480 | 300 | 200 | NA | NA | [67 empty] | Ballymena | Swimming Pool
TE130043A | Galgorm Manor Hotel | 136 Fenaghy Road, Ballymena, BT42 1EA | 2015-11-18 | 2018-04-04 | 30 | 480 | 1000 | 500 | NA | NA | [67 empty] | Ballymena | Laundry
TE130044 | Galgorm Meats | Galgorm Ind Est, Fenaghy Rd BT42 1AQ | 2018-02-28 | NA | 2 | 12 | 3500 | 1500 | 100 | 100 | [67 empty] | Ballymena | Pork Processing
T23102 | GDC Group (Craigavon) SPA | 19 Church Road, Seagoe, Portadown, BT63 5HU | 1992-11-25 | 2023-06-01 | 120 | 140 | 600 | 400 |  | 100 | [67 empty] | Ballynacor | Manufacturing
T23102B | GDC Group (Craigavon) SPB | Church Road, Portadown, BT63 5HU | 2010-12-13 | 2023-06-01 | 30 | 45 | 600 | 400 |  | 100 | [67 empty] | Ballynacor | Manufacturing
T27034 | GDC Group (Newry) | Rampart Road, Greenbank Ind Estate, Newry, BT31 2QU | 1992-10-14 | 2011-02-01 | 30 | 62 | 600 | 400 |  | 100 | [67 empty] | Newry | Manufacturing
TE370038 | GE Kelman | Lissue Industrial Estate East, Lissue Road, Lisburn, BT28 2RE | 2011-05-30 | 2021-08-17 | 200 litres |  | NA | NA | [69 empty] | Lisburn | Manufacturing
T36054 | Genuine Direct Ltd | 21 Enterprise Avenue, Down Business Park Downpatrick BT30 9UP | 2024-08-01 | NA | 1 | 25.2 | 1000 | 500 | 200 (HEM) | [68 empty] | Downpatrick | Vehicle Wash
TE340191 | George Best Belfast City Airport Car Wash | Sydenham Bypass, Belfast, BT3 9JP | 2008-12-22 | 2018-09-06 | 25 | 31.8 | 1000 | 500 | 100 | [68 empty] | Kinnegar | Vehicle Wash
TE340192 | George Best Belfast City Airport-Fire training | Sydenham Bypass, Belfast, BT3 9JP | 2008-12-08 | 2023-02-01 | 35 | 300 | 1000 | 400 | [19 empty] | 10000 | [49 empty] | Kinnegar | Fire Fighting Training Area
TE490011 | George Patterson Oil Distribution | Unit 25, Gortrush Industrial Estate, Omagh BT78 5EJ | 2009-05-06 | NA | 2 | 4 | 600 | 400 | [69 empty] | Omagh | Vehicle Wash
TE230029 | Gerald Hamill & Sons | 114 Obins Street, Portadown, Co. Armagh, BT62 1BP | 2010-08-09 | NA | 5 | 9 | 600 | 400 |  | 100 | [17 empty] | 10000 | [49 empty] | Ballynacor | Scrap-Yard
TE270041 | Ghan Filling Station Vehicle Wash | 1 Shore Road, Rostrevor, Co. Down, BT34 3EH | 2015-01-19 | NA | 1.6 | 3 | 1000 | 500 | 100 | 100 | [32 empty] | 100 | [34 empty] | Warrenpoint | Vehicle Wash
T45046 | Glen Fresh Foods, Strabane | Unit F965, Dublin Road Industrial Estate, Strabane, BT82 9EA | 2010-07-01 | 2025-04-17 | 15 | 25 | 10000 | 2000 | 200 | 100 | [67 empty] | Strabane | Vegetable Processor
T15127 | Glenarm Road Filling Station | 100 Glenarm Road, Larne BT40 1DZ | 2021-02-12 | NA | 1 | 0.6 | 1000 | 400 | [69 empty] | Larne | Launderette
T17134 | Glens Of Antrim Distillery | 1B Gortaclee Road, Cushendall, Co Antrim, BT44 0TE | 2023-01-01 | NA | 26 | 18 | 2000 | 400 | [69 empty] | Cushendall | Distillery
T43082 | Glenshane Car Wash | Unit 18 Glenshane Business Park, Ballyquin Road, Dungiven BT47 4NQ | 2019-10-01 | NA | 5 | 12 | 1000 | 500 | 100 | 100 | [67 empty] | Dungiven | Vehicle Wash
T34135 | Globe Dry Cleaners | 37-39 Botantic Avenue, Belfast BT7 1JG | 2020-02-01 | NA | 2 | 1.2 | 1000 | 400 | [69 empty] | Belfast | Launderette
T34206 | Go Garage | 18-50 Shankill Road Belfast BT13 1GH | 2025-05-10 | NA | 5 | 7.8 | 1000 | 500 | 200 (HEM) | [68 empty] | Belfast | Vehicle Wash
T34205 | Go Garage | 1087 Upper Newtownards Road Belfast BT16 1UG | 2025-06-10 | NA | 5.5 | 7.8 | 1000 | 500 | 200 (HEM) | [68 empty] | Kinnegar | Vehicle Wash
T13056 | Gormley Car Sales | 34 Station Road, Maghera, BT46 5BS | 2019-11-11 | NA | 1 | 9 | 1000 | 500 | 100 (HEM) | 100 | [67 empty] | Magherafelt | Vehicle Wash
T27148 | Gourmet Island Ltd | Unit 10 Greenbank Ind Estate, Newry, BT34 2QX | 2006-01-16 | 2024-02-01 | 20 | 100 | 3000 | 2000 | 200 (HEM) | 100 | [67 empty] | Newry | Food Industry
TE340301 | Graham Bam (RVH Maternity) | RVH 274 Grosvenor Road, Belfast, BT12 6BH | 2018-06-11 | NA | 90 | 166 | 50 | 45 | [69 empty] | Belfast | Ground Water Remediation
T27037 | Grahams Home Bakery | 6 Barronstown Road, Dromore, Co Down, BT25 1NT | 2007-10-01 | 2018-04-12 | 5 | 10 | 5000 | 2000 | 100 | [68 empty] | Dromore | Bakery
T25068 | Grange Farm (NI) Ltd (TG Troughton) | 70 Drumgannon Road, Dungannon, Co. Tyrone BT71 7DY | 2018-04-16 | 2020-03-01 | 30 | NA | 5000 | 2000 |  | 100 | [67 empty] | Culmore | Food Industry
T23108 | Grange Farm T/A William Sprott (Portadown) Ltd | 27 Edward Street, Portadown, Co Armagh, BT62 3NE | 1999-01-01 | 2025-09-16 | 20 | 170 | 1500 | 1000 |  | 100 | [67 empty] | Ballynacor | Food Industry
TE430059 | Gransha Hospital | Clooney Road, Londonderry, BT47 6WJ | 2015-06-15 | NA | 6 | 12 | 1000 | 500 | 100 | 100 | [67 empty] | Culmore | Vehicle Wash
TE430051 | Grants Electrical Services | Pennybridge Ind.Est.Larne Road, Ballymena, BT42 3HB | 2013-01-21 | NA | 0.5 | 13 | 1000 | 500 | NA | NA | [32 empty] | 100 | [34 empty] | Ballymena | Vehicle Wash
T25067 | Granville Eco-Park Ltd | Granville Ind Estate, Dungannon, Co Tyrone, BT70 1NJ | 2012-11-01 | NA | 300 | 285 | 500 | 500 | 100 | 100 | [67 empty] | Dungannon | Eco Waste
TE230032 | Granville Food Care | Granville Ind Estate, Dungannon, Co Tyrone, BT70 1NJ | 2011-10-17 | NA | 2 | 5 | 2500 | 1250 |  | 100 | [67 empty] | Dungannon | Food Industry
TE270016 | Green Cleen | 36 Fortfield, Dromore, Co Down, BT25 1DD | 2008-03-03 | NA | 5 | 30 | 600 | 400 | [34 empty] | 100 | [34 empty] | Dromore | Bin Cleaning
T34126 | Green Cleen (Newtownards) | 6 Hawthorn Hill, Newtownards, BT23 8ET | 2019-09-30 | NA | 0.5 | 30 | 1000 | 500 | 100 | [68 empty] | Ballyrickard | Bin Cleaning
TE430065 | Greenbank Service Station | 145 Greystone Road, Limavady, BT49 0ND | 2016-12-19 | NA | 4.5 | 12 | 1000 | 500 | 100 | NA | [67 empty] | Limavady | Vehicle Wash
TE430065A | Greenbank Service Station | 145 Greystone Road, Limavady, BT49 0ND | 2016-12-19 | NA | 4.5 | 12 | 1000 | 500 | 100 | NA | [67 empty] | Limavady | Vehicle Wash
T27139 | Gregory's service Station | 109 Camlough Road, Bessbrok, BT35 7EE | 2021-02-12 | NA | 3 | 2.4 | 1000 | 400 | [69 empty] | Newry | Launderette
TE340156 | Grove Wellbieng Centre | 120 York Road, Belfast, BT15 3HF | 2007-12-03 | 2022-03-01 | 10 | 500 | 1000 | 500 | [32 empty] | 1 | [36 empty] | Belfast | Swimming Pool
T34502 | GXO Logistics | 33-44 Boucher Crescent, Belfast, BT12 6HO | 2008-12-01 | 2025-07-01 | 23 | 33 | 600 | 400 | [69 empty] | Belfast | Tray Washing
TE250020 | H.T.C Mechanical Services Ltd | 220 Mountjoy Road, Stewartstown, Co. Tyrone, BT71 5LJ | 2011-02-18 | NA | 1 | 9 | 1000 | 500 | [34 empty] | 100 | [34 empty] | Mountjoy | Vehicle Wash
TE250036 | H.T.C Mechanical Services Ltd | 1 Annaghmore Road, Coalisland, BT71 4QZ | 2018-06-25 | NA | 1 | 9 | 1000 | 500 | 100 | 100 | [67 empty] | Coalisland | Vehicle Wash
T34154 | Harvey Group | City Quays 3, Clarendon Road, Belfast BT1 3BG | 2021-08-09 | NA | 40 | 56 | 100 | 150 | [69 empty] | Belfast | Pipe flushing
T13117 | Hatch Brothers Ltd T/A Genesis (Previously McErlain's Bakery) | 31 Aughrim Road, Magherafelt, BT45 6BB | 2015-04-27 | 2019-11-22 | 15 | 12 | 12000 | 3500 | 100 | 100 | [67 empty] | Magherafelt | Bakery
T27138 | HBE Risk Management | 19 Millvale Road, Bessbroke, Newry BT35 7NH | 2020-10-19 | NA | 1 | 2.4 | 100 | 100 | [69 empty] | Newry | Engineering Laboratory
T13127 | Heaney Brewing Company Ltd. | 96 Ballymacombs Road, Bellaghy, Magherafelt, BT45 8JP | 2019-10-25 | NA | 18 (per 28 day period) | NA | 6000 | 1500 | NA | 100 | [67 empty] | Antrim | Brewery
T27010 | Henderson Retail - Banbridge | 12 Newry Road Banbridge BT32 3HN | 2024-12-01 | NA | 3 | 7.8 | 1000 | 500 | 200 (HEM) | [68 empty] | Banbridge | Vehicle Wash
T35062 | Henderson Retail - Brakenvale | 520a Saintfield Road, Carryduff BT8 8EU | 2025-01-01 | NA | 10 | 12 | 1000 | 500 | 200 (HEM) | [68 empty] | Newtownbreda | Vehicle Wash
T34926 | Henderson Retail - Carrick | 26-28 Middle Road Carrickfergus BT38 9DN | 2024-12-01 | NA | 3 | 7.8 | 1000 | 500 | 200 (HEM) | [68 empty] | Carrickfergus | Vehicle Wash
T34200 | Henderson Retail - Dundonald | 756-758 Upper Newtownards Road Belfast BT16 1RP | 2024-12-01 | NA | 3 | 7.8 | 1000 | 500 | 200 (HEM) | [68 empty] | Kinnegar | Vehicle Wash
T34186 | Henderson Retail - Hanwood | 200 Old Dundonald Road, Belfast BT16 1DF | 2023-12-01 | NA | 3 | 7.8 | 1000 | 500 | 200 (HEM) | [68 empty] | Kinnegar | Vehicle Wash
T36053 | Henderson Retail - Kilkeel | 76 Newcastle Road, Kilkeel BT34 4NJ | 2023-12-01 | NA | 3 | 7.8 | 1000 | 500 | 200 (HEM) | [68 empty] | Kilkeel | Vehicle Wash
T34203 | Henderson Retail - Ladas Drive | 99-101 Ladas Drive Belfast BT6 9FH | 2024-12-01 | NA | 3 | 7.8 | 1000 | 500 | 200 (HEM) | [68 empty] | Kinnegar | Vehicle Wash
T37053 | Henderson Retail - Lagan Valley | 77 Hillsborough Road Lisburn BT28 1JN | 2025-02-01 | NA | 4 | 12 | 1000 | 500 | 200 (HEM) | [68 empty] | Lisburn | Vehicle Wash
T34209 | Henderson Retail - Malone Rd | 70-74 Malone Road Belfast BT9 5BU | 2025-08-14 | NA | 3 | 9 | 1000 | 500 | 200 (HEM) | [68 empty] | Belfast | Vehicle Wash
T34184 | Henderson Retail - Shandon | 21 Knock Road, Belfast BT5 6QE | 2023-11-01 | NA | 3 | 10.2 | 1000 | 500 | 200 (HEM) | [68 empty] | Kinnegar | Vehicle Wash
TE340226 | Henderson Wholesale | 9-11 Hightown Avenue, Mallusk, BT36 4RT | 2012-03-15 | 2024-09-01 | 22 | 800 | 1000 | 500 | 200 (HEM) | [68 empty] | Whitehouse | Vehicle Wash
T36038 | Henning Bros Fishing Ltd | The Harbour, Kilkeel, BT34 4AX | 2006-12-01 | 2021-02-01 | 5 | 17 | 1000 | 500 | 100 | [68 empty] | Kilkeel | Food Industry
TE340239 | Hercules Brewing | Unit 5c Harbour Court, Heron Road. Sydenham, BT3 9HB | 2014-03-03 | 2019-04-26 | 6 | 8.34 | 4000 | 1000 | [69 empty] | Kinnegar | Brewery
T27042 | Hilltown Farmers Attested Sales Ltd | 14 Rathfriland Road, Hilltown, Co. Down, BT34 5TA (Formerly 17 Rostrevor Road, Hilltown) | 1991-05-01 | 2021-01-01 | 50 | 180 | 2500 | 1500 |  | 100 | [67 empty] | Hilltown | Livestock Mart
TE150079 | Hilton Hotel Templepatrick | Castle Upton Estate, Paradise Walk, Templepatrick BT39 0DD | 2018-09-20 | NA | 20 | 88 | 600 | 400 | 100 | 100 | [67 empty] | Antrim | Swimming Pool
TE150079A | Hilton Hotel Templepatrick | Castle Upton Estate, Paradise Walk, Templepatrick BT39 0DD | 2018-09-20 | NA | 20 | 88 | 600 | 400 | 100 | 100 | [67 empty] | Antrim | Laundry
T34116 | Hilton Meat Products, Carrickfergus | 21A Kilroot Park, Carrickfergus. BT38 7PR | 1994-08-12 | 2016-10-10 | 16 | 28 | 4000 | 1500 | 100 | [68 empty] | Carrickfergus | Food Industry
T34014 | Hovis Ltd. | Apollo Road, Belfast, BT12 6LP | 2014-11-30 | NA | 60 | 150 | 4000 | 2000 | 100 | [68 empty] | Belfast | Bakery
TE230047 | Howard Abraham Motors, Lurgan | 65 - 93 Avenue Road, Lurgan, BT66 7BG | 2016-03-15 | NA | 1 | 0.25 | 1000 | 500 | 100 | [68 empty] | Ballynacor | Vehicle Wash
T34169 | HSS Hire - Blackstaff Way | Blackstaff Way, Kennedy Way, Belfast, BT11 9DS | 2009-10-01 | 2022-05-01 | 1 | 30 | 1000 | 500 | 200 (HEM) | [68 empty] | Belfast | Vehicle Wash
T27143 | HSS Hire Ltd, Newry | 4a Carnbane Industrial Estate, Newry, BT35 6QJ | 2022-01-01 | NA | 1 | 15 | 1000 | 500 | 100 (HEM) | [68 empty] | Newry | Vehicle Wash
T23060 | Huhtamaki Ltd (Lurgan) | 41 Inn Road, Dollingstown, Lurgan, BT66 7JW | 2001-09-01 | 2015-04-13 | 120 | 650 | 6700 | 700 |  | 100 | [67 empty] | Ballynacor | Manufacturing
T43033 | Hunter Apparel Solutions Ltd. | Unit 9, Springtown Industrial Estate, Springtown Road, Derry, BT48 0LY | 2019-11-29 | NA | 2 | 72 | 1000 | 400 |  | 100 | [67 empty] | Culmore | Launderette
T34082 | Icemos | 5 Hannahstown Hill, Belfast, BT17 0LT | 2006-08-01 | 2020-05-01 | 400 | 560 | 600 | 400 | [69 empty] | Belfast | Manufacturing
T35015 | IMO Car Wash | 4a Jubilee Road, Newtownards BT23 4YH | 2026-03-20 | NA | 11 | 120 | 1000 | 500 | 200 (HEM) | [68 empty] | Ballyrickard | Vehicle Wash
TE340282 | INB Terminals Infrastructure (NI) Ltd (Foremerly PUMA Energy Ltd) | Airport Road West, Belfast, BT3 9EA | 2017-02-01 | 2025-02-15 | 4 | 12 | 1000 | 500 | 200 (HEM) | [68 empty] | Kinnegar | Vehicle Wash
T37021 | Ionic Products Ltd | Altona Road, Lisburn, BT27 5QB | 2020-05-01 | NA | 20 | 55.8 | 2000 | 400 |  | 100 | [67 empty] | Lisburn | Manufacturing
TE430058 | Irish Road Motors | Unit 15, McLean Road, Derry, BT47 3XX | 2015-01-01 | NA | 1 | 12 | 1000 | 500 | 100 | NA | [67 empty] | Donnybrewer | Vehicle Wash
T34087 | Irish Waste Services | 116-120 Duncrue Street, Belfast, BT3 9AR | 2006-02-01 | NA | 150 | NA | 5000 | 1500 | [6 empty] | 500 | 2000 |  | 500 | 2000 | 1000 |  |  |  | 500 | 500 | 2000 | 1000 | 5000 | 2000 | [5 empty] | 80 | [10 empty] | 1300 | [6 empty] | 1700 |  | 17 | 1.2 | 14 |  |  | 2400 |  | 1700 | [5 empty] | 2 |  | 100 |  |  | 1000 |  |  |  |  | Belfast | Waste Management
TE340273 | Isaac Agnew Ltd (Bavarian BMW) | 2 Boucher Crescent, Belfast, BT12 6HU | 2016-04-30 | NA | 4 | 60 | 1000 | 500 | 100 | [68 empty] | Belfast | Vehicle Wash
TE340276 | Isaac Agnew Ltd (Mercedes) | 6 Boucher Crescent, Belfast, BT12 6HU | 2016-07-04 | NA | 5 | 36 | 1000 | 500 | 100 | [68 empty] | Belfast | Vehicle Wash
TE340274 | Isaac Agnew Ltd (Mini) | 2 Boucher Way, Belfast, BT12 6RE | 2016-04-30 | NA | 2 | 24 | 1000 | 500 | 100 | [68 empty] | Belfast | Vehicle Wash
TE340271 | Isaac Agnew Ltd (VW Belfast) | 1 Boucher Road, Belfast, BT12 6HR | 2016-04-30 | NA | 3 | 30 | 1000 | 500 | 100 | [68 empty] | Belfast | Vehicle Wash
TE340272 | Isaac Agnew Ltd (VW Mallusk) | 2 Mallusk Way, Newtownabbey, BT36 4AA | 2016-04-30 | NA | 3 | 30 | 1000 | 500 | 100 | [68 empty] | Whitehouse | Vehicle Wash
TE340250 | Isaac Agnew Ltd. (Audi) | 80 Sydenham Road, Belfast, BT3 9DP | 2015-02-16 | NA | 4 | 15 | 1000 | 500 | 100 | [68 empty] | Belfast | Vehicle Wash
T23164 | Isaac Agnew Mercedes Carn | 9 Carn Court Road Craigavon BT63 5YX | 2024-06-01 | NA | 4 | 15 | 1000 | 500 | 200 | [68 empty] | Ballynacor | Vehicle Wash
T43092 | J C Halliday & Sons | 10 Courtauld Way, Clooney Road, Eglinton BT47 3DN | 1997-12-15 | 2021-03-22 | 5 | 49.8 | 1000 | 500 | 100 (HEM) | NA | [67 empty] | Donnybrewer | Vehicle Wash
TE340287 | Jack Reid Cars Ltd | 111 Belfast Rd, Whitehead, Carrickfergus, BT38 9SU | 2017-05-15 | NA | 1 | 12 | 1000 | 500 | 100 | [68 empty] | Carrickfergus | Vehicle Wash
TE360020 | James Coburn | 27 Dromore Street, Dromara, BT25 2BJ | 1991-05-03 | 2024-09-01 | 5 | 28 | 1000 | 500 | 200 (HEM) | [68 empty] | Dromara | Vehicle Wash
T43006 | James Doherty (Meats) Ltd | 7 Pennyburn Ind.Est. Derry, BT48 0LU | 2003-11-13 | NA | 15 | 40 | 1500 | 1000 | NA | NA | [67 empty] | Culmore | Food Industry
T37054 | James Leckey Design Ltd | 19c Ballinderry Road Lisburn BT28 2SA | 2025-07-18 | NA | 1 | 100 | 3750 | 750 | NA | NA | [67 empty] | Lisburn | Manufacturing
T25028 | James Mackle Ltd | 99 Portadown Road, Charlemont, Dungannon BT71 6SW | 2001-05-01 | 2011-04-04 | 50 | 104 | 1500 | 500 |  | 100 | [67 empty] | Moy | Food Industry
TE170017 | Jamison Landrover Specialists LTD | 238 Castlecat Road, Ballymoney, BT53 8BP | 2014-01-13 | 2016-03-07 | 5 | 9 | 1000 | 500 | NA | NA | [32 empty] | 100 | [34 empty] | Dervock | Vehicle Wash
T23155 | Jebco Foods Ltd | 6E Diviny Drive, Portadown, BT635WE | 2022-06-16 | NA | 5 | 33 | 1500 | 1000 | 200 | 100 | [67 empty] | Ballynacor | Food Industry
T34910 | Jet Specialist Dry Cleaners | 283 Shankill Road, Belfast, BT13 1FT | 2020-03-09 | NA | 1 | 0.6 | 1000 | 400 | [69 empty] | Belfast | Launderette
T25122 | JF Mckenna | 66 Cathedral Road, Armagh, BT61 8AE | 2006-03-01 | 2020-09-03 | 2 | 60 | 1000 | 500 |  | 100 | [67 empty] | Armagh | Vehicle wash / Printing
T23127 | JH Turkington & Sons (Turkington Construction) | James Park, Mahon Road, Portadown, Co Armagh, BT62 3EH | 2009-07-27 | 2022-07-01 | 1 | 2 | 1000 | 500 | 200 (HEM) | [68 empty] | Ballynacor | Vehicle Wash
TE170034 | JKC Specialist Cars Ltd | Unit 6 Newmills Industrial Estate, Lower Newmills Road, Coleraine BT52 2DZ | 2017-12-04 | NA | 1 | 12 | 1000 | 500 | 100 | NA | [67 empty] | North Coast | Vehicle Wash
T17132 | JKC Specialist Cars Ltd, Riversdale | 4-5 Riversdale Road, Coleraine, BT52 1XA | 2021-04-01 | NA | 1 | 24 | 1000 | 500 | 100 (HEM) | [68 empty] | North Coast | Vehicle Wash
TE170031 | John McCurry and Sons | 45 Ballyeamon Road, Cushendall, BT44 0SJ | 2017-02-27 | NA | 0.5 | 12 | 1000 | 500 | 100 | NA | [67 empty] | Cushendall | Vehicle Wash
TE340229 | John Thompson & Sons | 35-39 York Road, Belfast, BT15 3GW | 2012-10-01 | NA | 60 | 42 | 100 | 50 | [69 empty] | Belfast | Boiler blow down/wash down from the reverse osmosis filters
TE250026 | Johnstons of Mountnorris | 21 Porthill Road Mountnorris, Co.Armagh, BT60 2TY | 2013-11-25 | NA | 3 | 9 | 600 | 400 | 100 | 100 | [67 empty] | Mountnorris | Hatchery
TE340244 | Joseph McMullan-micro brewery | Unit 10-11 Alanbrooke Industrial Estate, Alanbrooke Road, Belfast, BT6 9HB | 2014-09-30 | NA | 3 | 8 | 2000 | 500 | [69 empty] | Kinnegar | Brewery
TE130032 | K & G McAtamney | Woodside Road Industrial Estate,Ballymena BT42 4HJ | 2013-03-01 | NA | 5 | 30 | 1000 | 500 | NA | 100 | [67 empty] | Ballymena | Food Industry
T13009 | Karro Food Ltd (Grampian Country Pork) | 70 Molesworth Road, Cookstown, BT80 8PJ | 1992-09-13 | 2024-03-04 | 1200 | 1050 | 800 | 450 | 200* | 100 | [67 empty] | Cookstown | Food Industry
TE130048 | KDM Hire Ltd - Kilcronagh | Site 22 Kilcronagh Business Park, Cookstown BT80 9HG | 2017-10-16 | NA | 4.5 | 15 | 1000 | 500 | 100 | 100 | [67 empty] | Cookstown | Vehicle Wash
TE340261 | KDM Hire Ltd - Mallusk | 11 Mallusk Drive, Newtownabbey, BT36 4GX | 2015-08-25 | NA | 5 | 15 | 1000 | 500 | 100 | [68 empty] | Whitehouse | Vehicle Wash
TE130036 | KDM Hire Lts - Cookstown Ltd | 11 Killycolp Road, Cookstown, Co Tyrone, BT80 9AD | 2005-10-01 | 2013-06-01 | 8 | 8 | 1000 | 500 | NA | 100 | [32 empty] | 100 | [34 empty] | Cookstown | Vehicle Wash
T34142 | Keenan Seafood Ltd | Blackstaff Road, Kennedy Way, Belfast BT11 9DT | 2020-07-01 | NA | 10 | 14 | 3500 | 500 | 100 (HEM) | [68 empty] | Belfast | Fish Processor
T45003 | Kerry Foods (Omagh) | 19 Tamlaght Road, Omagh, BT78 5AW | 1992-11-18 | 2015-01-01 | 450 | 313 | 3000 | 1000 | 100 | 100 | [67 empty] | Omagh | Food Industry
T25133 | Kerry Foods (Portadown) Factory#2 | 25b Artabrackagh Road, Portadown, Co Armagh, BT62 4HB | 2020-08-01 | NA | 1 | 3.3 | 100 | 100 | 100 (HEM) | 100 | [67 empty] | Derryhale | Food Industry
T23159 | Kestrel Foods - Carn Drive | Unit 8, Carn Drive, Carn Industrial Estate, Portadown, BT63 5WJ | 2012-09-03 | 2025-05-10 | 12 | 50 | 3000 | 1000 | 200 (HEM) | 100 | [67 empty] | Ballynacor | Food Industry
T23151 | Kestrel Foods - Diviny Drive | 7 Diviny Drive, Carn, Craigavon BT63 5WE | 2023-02-01 | 2025-08-04 | 10 | 50 | 3750 | 1750 | 200 (HEM) | 100 | [67 empty] | Ballynacor | Food Industry
T47034 | Kettyle Irish Foods | Manderwood Park, Lisnaskea, Co. Fermanagh, BT92 0FS | 2019-09-06 | NA | 40 | 60 | 2000 | 1500 | 100 (HEM) | 100 | [67 empty] | Lisnaskea | Food Industry
TE470027 | Kevins Car Wash | Manderwood Park, Lisnaskea, Co. Fermanagh, BT92 0FP | 2016-06-20 | NA | 5 | 19.8 | 1000 | 500 | 100 | 100 | [67 empty] | Lisnaskea | Vehicle Wash
T36010 | Kilkeel Kippering | 9 The Harbour, Kilkeel, BT34 4AX | 2004-01-01 | 2025-11-08 | 15 | 125 | 4500 | 3000 | [69 empty] | Kilkeel | Food Industry
T36023 | Kilkeel Seafoods (14) | 14 The Harbour, Kilkeel, BT34 4AX | 2016-09-16 | NA | 200 | 139 | 5000 | 3000 | [69 empty] | Kilkeel | Food Industry
T36011 | Kilkeel Seafoods (South) | 3 The Harbour, Kilkeel, BT34 4AX | 2004-01-01 | 2016-09-16 | 25 | 425 | 5000 | 3000 | [69 empty] | Kilkeel | Food Industry
TE470003 | Killyhevlin Hotel | Dublin Road, Enniskillen, BT74 6RW | 2008-12-01 | 2023-03-13 | 20 | 416 | 300 | 200 | [32 empty] | 3 | [36 empty] | Enniskillen | Swimming Pool
T17020 | Kilrea Market Yard | Garvagh Road, Kilrea, Co Derry BT51 5QN (c/o H A McIlrath & Sons Ltd, 48 Maghera Street, Kilrea. BT51 5QN) | 1995-05-01 | 2006-09-01 | 22 | 15 | 1000 | 1000 | NA | NA | [67 empty] | Kilrea | Livestock Mart
TE470010 | KM Cleaners (Bridge Street) | 12 East Bridge Street, Enniskillen, Co Fermanagh, BT74 7BT | 1994-02-08 | 2009-07-20 | 10 | 20 | 600 | 400 | [69 empty] | Enniskillen | Laundry
T47010 | KM Cleaners (Queen St) (Erne Laundry) | Queen Street, Enniskillen, BT74 7JR | 1994-11-22 | 2009-07-20 | 10 | 20 | 600 | 400 | [69 empty] | Enniskillen | Laundry
TE250028 | KN Networks Services Ltd | Unit 7, 90 Granville Industrial Estate, Dungannon, BT70 1NJ | 2014-05-01 | NA | 1 | 3 | 1000 | 500 | [34 empty] | 100 | [34 empty] | Dungannon | Vehicle Wash
TE250027 | KN Networks Services Ltd (yard run-off) | Unit 7 Granville Industrial Estate, Dungannon BT70 1NJ | 2013-12-16 | NA | 25 | 6 | n/a | n/a | [69 empty] | Dungannon | Manufacturing
TE370049 | Knockmore Car Wash | 162 Moira Road, Lisburn, BT28 1JA | 2017-02-09 | NA | 6 | 12.6 | 1000 | 5000 | 100 | [68 empty] | Lisburn | Car Wash
T35031 | Knysna | 34 Jubilee Road, Newtownards, BT23 4YH | 2004-12-01 | 2020-05-01 | 50 | 150 | 5000 | 1500 | 100 (HEM) | [68 empty] | Ballyrickard | Food industry
T17004 | Kyocera AVX Components Limited | 5 Hillmans Way, Ballycastle Road, Coleraine, BT52 2ED | 2006-02-13 | 2024-03-08 | 100 | 70 | 200 | 400 | NA | [9 empty] | 200 | [6 empty] | 3000 |  |  | 200 | [48 empty] | North Coast | Manufacturing
T35008 | L E Pritchitt & Co (AKA Pritchitt Foods) | 46 Belfast Road, Newtownards, BT23 4TU | 1993-07-06 | 2023-06-01 | 1500 | 2100 | 2000 | 600 | [69 empty] | Ballyrickard | Food Industry
TE350069 | La Mon Country House Hotel | 41 Gransha Road, Castlereagh, Comber, BT23 5RF | 2013-11-01 | 2025-04-20 | 20 | 360 | 300 | 200 |  | 100 | [67 empty] | Moneyreagh North | Swimming Pool
TE170021 | Lacada Brewery Ltd | Unit C, 7 Victoria Street, Portrush, BT56 8DL | 2015-05-04 | NA | 1.5 | 15 | 10000 | 2000 | NA | NA | [67 empty] | North Coast | Brewery
T45066 | LacPatrick Dairies NI Ltd. | 47 Berryhill Road, Artigarvin, BT82 0HN | 2025-06-02 | 2025-12-08 | 300 | 210 | 100 | 50 | NA | 100 | [67 empty] | Ballymagorry | Dairy/Creamery
T34176 | Lagan Meica | Belfast Wastewater Treatment Works | 2022-07-18 | NA | 730 | 2400 | 100 | 5000 | [69 empty] | Belfast | Engineering
TE370041 | Lagan Valley Hospital (SEHSCT) | Hillsborough Road, Lisburn, BT28 1JP | 2001-09-01 | 2012-07-01 | 5% of inlet volume |  | 600 | 400 |  | 100 | [67 empty] | Lisburn | Hospital
T37048 | Lagan Valley Leisureplex | Unit 18 Lisburn Leisure Park, Lisburn BT28 1LP | 2008-09-01 | 2022-09-01 | 45 | 498 | 300 | 200 | [69 empty] | Lisburn | Swimming Pool
TE150061 | Larne Borough Council - Island Magee Civic Amenity Site | Island Road Lower, Ballycarry, BT38 9HB | 2012-06-04 | NA | 115 | 159 | 600 | 400 | 100 | 100 | [67 empty] | Ballycarry | Civic Amenity Site
T34027 | Laser Pototypes Europe Ltd | 4 Prince Regent Road Belfast BT5 6QR | 2024-12-01 | NA | 1 | 144 | 2000 | 100 |  | 100 | [67 empty] | Kinnegar | Engineering
T47053 | Launder Ltd | 66-68 Forthill St, Enniskillen, BT74 6AJ | 2021-02-12 | NA | 2 | 0.6 | 1000 | 400 |  | 100 | [67 empty] | Enniskillen | Launderette
T13139 | Laundry Box | 45 Molesworth Street, Cookstown, BY80 8NX | 2021-05-03 | NA | 2 | 0.6 | 1000 | 400 | NA | 100 | [67 empty] | Cookstown | Launderette
TE230037 | Lavery'S Filling Station | 256 Obins Street, Portadown, Co, Armagh, BT62 1BZ | 2013-04-01 | NA | 3 | 6.25 | 1000 | 500 |  | 100 | [32 empty] | 100 | [34 empty] | Ballynacor | Vehicle Wash
T13144 | LCC Group - Go Garage | Lands 120m South of IMC Cinema, Larne Link Road, Ballymena, B42 3ES | 2025-07-11 | NA | 6 | 360 | 1000 | 500 |  | 100 | [67 empty] | Ballymena | Vehicle Wash
T43078 | Legendary Brewing Co (AKA Walled City Brewery) | 105 Victoria Gate, Derry, BT47 2TQ | 2014-12-22 | NA | 1 | 6 | 2000 | 700 | NA | 100 | [67 empty] | Culmore | Brewery
TE430037 | Lilburn Engineering Ltd | Unit 7, Northland Road Ind. Est., Derry, BT48 0LD | 2009-09-01 | NA | 5 | 7 | 600 | 400 | 100 | NA | [67 empty] | Culmore | Vehicle Wash
T37008 | Lilliput Laundry | Unit 8 Dunmurry Industrial Estate, The Cutts, Derriaghy, BT17 9HU | 2003-06-05 | 2022-10-01 | 300 | 375 | 1500 | 500 |  | 100 | [67 empty] | Dunmurry | Laundry
T43094 | Limavady Ambulance Station (Northern Ireland Ambulance Service) | Roe Valley Hospital, Irish Green Street, Limavady, BT49 9EU | 2021-11-15 | NA | 1 | 15 | 1000 | 500 | 100 | 100 | [67 empty] | Limavady | Vehicle Wash
TE430035 | Limavady Borough Council (Roe Valley Leisure Centre) | 9 Greystone Road, Limavady, BT49 0ND | 2009-09-07 | NA | 9 | 9 | 600 | 400 | NA | 100 | [67 empty] | Limavady | Swimming Pool
T43073 | Limavady Laundry Service | Aghanloo Industrial Estate, 75 Seacoast Road, Limavady, BT49 9DL | 2009-08-01 | NA | 15 | 1.5 | 600 | 400 | NA | 100 | [32 empty] | 100 | [34 empty] | Aghanloo | Laundry
T37010 | Linamar Light Metals | The Cutts, Derriaghy, Belfast, BT17 9HN | 2003-08-01 | 2023-01-01 | 200 | 270 | 800 | 400 | [7 empty] | 2000 | 500 |  | 2000 | 1000 | [5 empty] | 2000 | 500 | 5000 | 2000 | [38 empty] | 2 | [9 empty] | Dunmurry | Manufacturing
T25024 | Linden Foods Ltd SPA | Granville Road, Dungannon, Co Tyrone, BT70 1NJ | 1997-04-01 | 2012-07-16 | 227 | 157 | 3000 | 1750 | 200* | 100 | [67 empty] | Dungannon | Food Industry
T25024B | Linden Foods Ltd SPB | Granville Road, Dungannon, Co Tyrone, BT70 1NJ | 2009-02-02 | 2012-07-16 | 31 | 22 | 600 | 400 | 200* | 100 | [67 empty] | Dungannon | Food Industry
T25024C | Linden Foods Ltd SPC | Granville Ind Estate, Dungannon, Co Tyrone, BT70 1NJ | 2012-06-01 | NA | 59 | 41 | 1800 | 600 | 200* | 100 | [67 empty] | Dungannon | Food Industry
T25123 | Linergy Ltd | Granville Ind Estate, Dungannon, Co Tyrone, BT70 1NJ | 2006-07-07 | 2008-04-14 | 20 | 42 | 500 | 500 | 200* | [68 empty] | Dungannon | Eco Waste
T43091 | Link Service Station | 180 Creggan Road, Derry BT48 0RX | 2021-02-12 | NA | 3 | 1.8 | 1000 | 400 |  | 100 | [67 empty] | Culmore | Launderette
TE250034 | Linwoods Health Foods | Unit 8 Armagh Buisness Park, Hamiltonsbawn Rd, Armagh BT60 1HW | 2018-05-21 | NA | 4 | 0.4 | 50 | 50 |  | 100 | [67 empty] | Armagh | Food Industry
T27124 | Lisbane Landfill Site | Auglish Road, Tandragee, Co Armagh, BT62 2EE | 1997-04-01 | NA | 40 | NA | 1500 | 500 | [69 empty] | Culmore | Landfill Site
TE370044 | Lisburn Steam Clean | Rosevale Industrial Estate, 171 Moira Road, Lisburn, BT28 1RW | 2014-12-01 | NA | 1 | 10 | 1000 | 500 | 100 | [68 empty] | Lisburn | Vehicle Wash
T37044 | Lisburn Washeteria | 162 Longstone St, Lisburn BT28 1TT | 2021-01-03 | NA | 2 | 0.6 | 1000 | 400 |  | 100 | [67 empty] | Lisburn | Launderette
T34137 | Lisnasharragh Leisure Centre | Montgomery Road, Belfast, BT9 9HS | 2017-04-03 | 2020-03-01 | 60 | 180 | 300 | 200 | [69 empty] | Kinnegar | Swimming Pool
TE470017 | Lisnaskea Mart | T/A Lisnaskea Livestock Sales, Main Street, Lisnaskea, Co. Fermanagh, BT92 0JE | 2000-03-01 | 2000-04-01 | 14 | 10 | 1000 | 500 | [69 empty] | Lisnaskea | Livestock Mart
TE470014 | Loane Transport | 35 Main Street, Kesh, Enniskillen BT93 1TF | 1995-10-09 | 2012-09-03 | 1 | 5 | 1000 | 500 |  | 100 | [32 empty] | 100 | [34 empty] | Kesh | Vehicle Wash
TE130038 | Logan Hamill Car Sales | 45 Taylorstown Hill, Toomebridge BT41 3RL | 2018-02-28 | NA | 1 | 12 | 1000 | 500 | 100 | NA | [67 empty] | Grange Taylorstown | Vehicle Wash
T36040 | Logue Casings Ltd | 22 Brannish Road, Downpatrick, Co. Down, BT30 6LL | 2008-12-01 | NA | 10 | 240 | 2000 | 1000 |  | 100 | [67 empty] | Downpatrick | Food Industry
T17129 | Lynas Food Service | Gateside Road, loughanhill Industrial Estate, Coleraine, BT52 2NR | 2020-10-26 | NA | 10 | 16.2 | 1000 | 500 | 100 (HEM) | [68 empty] | North Coast | Vehicle Wash
T36041 | Lynns Country Foods | Unit 6 Down Business Park, 46 Belfast Road, Downpatrick, BT30 9UP | 2014-03-01 | 2015-10-19 | 200 | 112 | 1600 | 300 | 100 | 100 | [67 empty] | Downpatrick | Food Industry
TE270044 | M. Colgan and Sons Vehicle Wash | 10A Edward Street, Newry, BT35 6AN | 2015-03-13 | NA | 0.1 | 0.17 | 1000 | 500 | 100 | [33 empty] | 100 | [34 empty] | Newry | Vehicle Wash
T25008 | Mackle Pet Foods | 40 Corrigan Hill Road, Moy, Dungannon, BT71 6SL | 1988-01-01 | 2012-07-16 | 45 | 100 | 2800 | 1000 | 100 | 100 | [67 empty] | Moy | Manufacturing
T23132 | Macneice Fruit Ltd. | Ardress Road, Portadown, Craigavon, County Armagh BT62 1SQ | 2012-12-03 | 2024-02-05 | 25 | NA | 1500 | 1000 |  | 100 | [67 empty] | Ballynacor | Food Industry
T36034 | MacWaste | Brannish Road, Downpatrick, Co. Down, BT30 6LL | 1995-08-31 | 2023-03-01 | 20 | 135 | 600 | 400 | 200 (HEM) | [68 empty] | Downpatrick | Recycling
T17007 | Maine Soft Drinks Ltd | 35 Ballymena Road, Ballymoney, BT53 7EX | 1989-04-01 | 2020-11-23 | 70 | 130 | 3000 | 400 | NA | NA | [67 empty] | Ballymoney | Food Industry
T25137 | Malloy Fuels Ltd Launderette | 8 Ballygawley Road Dungannon BT70 1EL | 2021-02-12 | NA | 2 | 0.6 | 1000 | 400 |  | 100 | [67 empty] | Dungannon | Launderette
T34134 | Marlowe Cleaners (Antrim Road) | 251 Antrim Road Belfast Co.Antrim | 2020-01-01 | NA | 1 | 6 | 1000 | 400 | NA | NA | [67 empty] | Belfast | Launderette
T34133 | Marlowe Cleaners (Lisburn Road) | 132 Upper Lisburn Road Belfast Co. Antrim BT10 0BE | 2020-01-01 | NA | 1 | 6 | 1000 | 400 | NA | NA | [67 empty] | Belfast | Launderette
T35036 | Mash Direct | Ballyrainey Road, Comber, BT23 5JU | 2011-06-01 | 2024-08-26 | 200 | 138 | 1000 | 200 | 200 (HEM) | 100 | [67 empty] | Ballyrickard | Food Industry
TE340228 | Mater Hospital (BHSCT) | 47-51 Crumlin Road, Belfast, BT14 6AB | 2004-11-01 | NA | 5%of inlet volume |  | 1000 | 500 | [7 empty] | 2000 |  | 500 | 2000 | 1000 |  |  |  | 500 |  | 2000 | 1000 | 5000 | 2000 | [38 empty] | 2 |  | 100 | [7 empty] | Belfast | Hospital
TE340228A | Mater Hospital (BHSCT) Laundry | 47-51 Crumlin Road, Belfast, BT14 6AB | 2004-11-01 | NA | 120 | 250 | 1000 | 500 | [69 empty] | Belfast | Laundry
T34118 | Mauds Ice Cream Ltd | 6 Sloefield Park, Carrickfergus, BT38 8GR | 2015-04-06 | 2018-10-15 | 10 | 24.6 | 7000 | 1000 | 100 | [68 empty] | Greenisland | Ice Cream production
TE250025 | Maxies Car Wash | 49 Keady Road, Armagh, BT60 3NL | 2012-06-11 | 2024-09-01 | 2 | 24 | 1000 | 500 | [69 empty] | Armagh | Vehicle Wash
TE340206 | Maxol Direct (NI) Ltd | 48 Trench Road, Mallusk, Newtownbbey, BT36 4TY | 2010-03-01 | NA | 5 | 10 | 1000 | 500 | [34 empty] | 100 | [34 empty] | Whitehouse | Vehicle Wash
TE170024 | Maxol Oil Ltd (NW) | 5 Coolafinny Road, Eglinton, Co.L/Derry, BT47 3PG | 2015-05-11 | NA | 1 | 14.4 | 1000 | 500 | 100 | NA | [67 empty] | Donnybrewer | Vehicle Wash
T25141 | Maxwell Properties | Old Castle Site Main Street Markethill BT60 1PH | 2025-09-01 | NA | 5 | 300 | 1000 | 500 | 200 (HEM) | [68 empty] | Markethill | Vehicle Wash
T34182 | MBTV NI Ltd | 47 Mallusk Road, Newtownabbey, BT36 4PJ | 2023-03-31 | NA | 5 | 60 | 1000 | 500 | 200 | [68 empty] | Whitehouse | Vehicle Wash
TE370039 | McAvoy Group | 2 Ferguson Drive, Knockmore Hill Industrial Estate, Lisburn, BT28 2FW | 2011-10-20 | NA | 1 | 5 | 600 | 400 | [34 empty] | 100 | [34 empty] | Lisburn | Manufacturing
T34920 | McCalls Dry Cleaners | 39 Glen Road, Belfast, BT5 7LT | 2021-02-12 | NA | 2 | 0.6 | 1000 | 400 | [69 empty] | Belfast | Launderette
T45005 | McColgan's Quality Foods Ltd | Dublin Road Industrial Estate, Strabane, BT82 9EA | 1992-05-11 | 2011-03-01 | 50 | 35 | 2000 | 1000 | 100 | 100 | [67 empty] | Strabane | Food Industry
TE130042 | McConville's Nisa Local | 107 Mullinahoe Road, Ardboe, Dungannon, BT71 5AX | 2015-10-15 | NA | 1 | 12 | 1000 | 500 | 100 | NA | [67 empty] | Killygonlan | Vehicle Wash
T37051 | McCulla Ireland Ltd | Unit 5, Blaris Industrial Estate, Lisburn, BT27 5QB | 2023-02-13 | NA | 20 | 13.8 | 1000 | 500 |  | 100 | [67 empty] | Lisburn | Vehicle Wash
TE270047 | McGinn's Car Wash | 100A Camlough Road, Newry, Co. Down, BT35 7JR | 2016-06-20 | NA | 1 | 10.8 | 1000 | 500 | 100 | [68 empty] | Newry | Vehicle Wash
T25135 | McGleenan's Centra | 237 Armagh Road, Keady, BT60 3TW | 2021-02-12 | NA | 5 | 0.3 | 1000 | 400 |  | 100 | [67 empty] | Keady | Launderette
TE130026 | McKee's Butchers | 11 Fairhill, Maghera, BT46 5AY | 2010-01-01 | NA | 1 | 1 | 2500 | 600 | 100 | 100 | [67 empty] | Maghera | Food Industry
TE340231 | McKenzies Ltd | 76-86 Duncrue Street, Belfast, BT3 9AR | 2013-01-14 | NA |  |  | NA | NA | [69 empty] | Belfast | Scrap-Yard
TE490023 | McMackin Contracts Vehicle Wash | 27 St Dympnas Road, Dromore, BT78 3JG | 2015-01-05 | NA | 0.25 | 0.5 | 1000 | 500 | 100 | 100 | [32 empty] | 100 | [34 empty] | Dromore Co Tyrone | Vehicle Wash
T15118 | McQuillan Envirocare Ltd | Caulside Road, Newpark Industrial Estate, Antrim, BT41 2DV | 2014-03-03 | 2022-11-14 | 110 (weekly max 525m3) | 416 | 5000 | 200 |  | 100 | [5 empty] | 1000 | [9 empty] | 3000 |  |  | 3000 | [37 empty] | 2000 | [10 empty] | Antrim | Recycling
T17136 | MEL Environmental Solutions | 9 Castlehill Place, Ballymoney, BT53 6TW | 2023-12-01 | NA | 2 | 6 | 50 | 50 | [69 empty] | Ballymoney | Ground Water Remediation
TE340181 | Mercado Belfast | Airport Road West, Belfast, BT3 9ED | 2006-07-01 | 2018-11-15 | 0.4 | 10 | 1000 | 500 | 100 | [33 empty] | 100 | [34 empty] | Kinnegar | Vehicle Wash
TE340136 | Mercedes Benz Used (Isaac Agnew Ltd) | 19 Boucher Cresent, Belfast, BT12 6HU | 2006-06-01 | 2019-03-23 | 5 | 0.17 | 1000 | 500 | 100 | [68 empty] | Belfast | Vehicle Wash
TE340204 | Meryvn Stewart Ltd | 11 Boucher Crescent, Belfast, BT12 6HU | 2010-03-01 | 2024-01-01 | 5 | 22 | 1000 | 500 | 200 (HEM) | [68 empty] | Belfast | Vehicle Wash
TE150039 | Mid and East Antrim Borough Council | Council Depot Victoria Road, Larne, BT40 1RU | 2007-11-01 | 2016-10-22 | 1 | 2 | 1000 | 500 | 100 | [33 empty] | 100 | [34 empty] | Larne | Vehicle Wash
TE130011 | Mid Ulster Council. - Greenvale Leisure Centre | Greenvale Park, Magherafelt, BT45 6DR | 2008-10-10 | 2024-05-22 | 15 | 360 | 300 | 200 | NA | 100 | [67 empty] | Magherafelt | Swimming Pool
TE130030 | Mid Ulster Hospital | 59 Hospital Road, Magherafelt, BT45 5EX | 2012-10-01 | NA | 5% of inlet volume | NA | 600 | 400 | NA | 100 | [67 empty] | Magherafelt | Hospital
T35063 | Modest Beer Brewing Company Ltd | Unit 43, Dunlop Industrial Units Bangor BT19 7QY | 2025-03-10 | NA | 0.3 | 3 | 3500 | 750 | [69 empty] | North Down and Ards
TE470011 | Monaghan Bros | 4 Main Street, Lisnaskea, Co Fermanagh, BT92 0JB | 1992-05-13 | 2012-07-01 | 10 | 20 | 1000 | 500 |  | 100 | [32 empty] | 100 | [34 empty] | Lisnaskea | Vehicle Wash
TE470025 | Monaghan Bros | 3 Nutfield Road, Lisnaskea, Co Fermanagh, BT920FP | 2016-11-01 | NA | 5 | 20 | 1000 | 500 |  | 100 | [67 empty] | Lisnaskea | Vehicle Wash
T34115 | Montgomery Tank Services | 607 Antrim Road, Newtownabbey, BT36 4RF | 2012-10-01 | 2024-03-01 | 10 | 33 | 2000 | 500 | 200 | [68 empty] | Whitehouse | Vehicle Wash
T13141 | Moore's Concrete | Woodside Industrial Estate, 41 Woodside Road, Ballymena, BT42 4QH | 2008-04-02 | 2021-08-14 | 4 | 18 | 1000 | 500 | 100 (HEM) | 100 | [67 empty] | Ballymena | Vehicle Wash
T17119 | Morelli's Ice Cream | Unit 27, Sperrin Business Park, Ballycastle Road, Coleraine, BT52 2DH | 2015-04-13 | 2020-05-11 | 30 | 60 | 3000 | 1000 | 100 | NA | [67 empty] | North Coast | Ice Cream production
TE270049 | Mourne Mountains Brewery | Unit 2B Milltown East Industrial Estate, Upper Dromore Road, Warrenpoint BT34 3PN | 2018-03-01 | NA | 1.5 | 0.25 | 10000 | 2000 | [69 empty] | Warrenpoint | Brewery
TE130033 | Moy Park co North Antrim Hatchery | 7 Woodside Road, Ballymena, BT42 4HX | 2013-02-11 | 2016-04-04 | 22 | 45 | 600 | 400 | NA | 100 | [67 empty] | Ballymena | Food Industry
T25120 | Moy Park Hatchery, Donaghmore | 28 Main Street, Donaghmore, Co Tyrone, BT70 3EZ | 2001-03-30 | 2012-12-10 | 75 | 110 | 600 | 400 |  | 100 | [67 empty] | Donaghmore | Food Industry
T13012 | Moy Park Ltd - 'Raceview Road' | 117 Raceview Road, Broughshane, Ballymena, BT42 4HY | 1992-02-16 | 2016-06-01 | 60 | 108 | 600 | 400 | NA | NA | [67 empty] | Ballymena | Food Industry
T23069 | Moy Park Ltd (Carn Ind Est) | 11 Carn Drive, Portadown, Craigavon, BT63 5WJ | 1991-03-31 | 2024-08-13 | 10 | 20 | 1200 | 400 | 200* | 100 | [67 empty] | Ballynacor | Food Industry
T13002 | Moy Park Ltd (not on consent Larne Road) | 170 Larne Road, Ballymena, BT42 3HA | 1981-10-01 | 2018-11-12 | 1000 | 1389 | 3000 | 1500 | 200* | 100 | [67 empty] | Ballymena | Food Industry
T25035 | Moy Park Ltd Dungannon | Killyman Road Dungannon BT71 6LN | 2006-03-20 | 2014-04-21 | 2083 | 1667 | 1100 | 600 | 200* | 100 | [67 empty] | Dungannon | Food Industry
T23071 | Moy Park Ltd Seagoe | 39 Seagoe Industrial Estate, Craigavon, BT63 5QE | 2002-08-01 | 2012-09-03 | 1200 | 833 | 1750 | 500 | 200* | 100 | [67 empty] | Ballynacor | Food Industry
TE150053 | Moyle Hospital (NHSCT) | Old Glenarm Road, Larne, BT40 1RP | 1997-09-01 | 2012-12-01 | 5% of inlet volume | Not noted on Direction | 600 | 400 | [69 empty] | Larne | Hospital
TE150053A | Moyle Hospital (NHSCT) Laundry | Old Glenarm Road, Larne, BT40 1RP | 1997-09-01 | 2012-12-01 | 5.8% of inlet volume | Not noted on Direction | 600 | 400 | [69 empty] | Larne | Laundry
T13142 | Moyola Precision Engineering Ltd. | 28 Tamnadeese Road, Castledawson, BT45 8DW | 2021-08-16 | NA | 40 | 84 | 600 | 200 | [69 empty] | Maghera | Metal Treatment
T13108 | Moyola Skip & Recycling Site (Mid Ulster District Council) | Moyola Road, Castledawson, Magherafelt, BT45 8BH | 2005-11-01 | 2018-06-18 | 5 | 10 | 600 | 400 | 100 | NA | [67 empty] | Magherafelt | Civic Amenity Site
TE150063 | Muckamore Abbey Hospital (BHSCT) | 1 Abbey Road, Antrim, BT41 4SH | 2012-11-01 | NA | 5% of inlet volume | Not noted on Consent | 600 | 400 |  | 100 | [67 empty] | Antrim | Hospital
TE150063A | Muckamore Abbey Hospital (BHSCT) Laundry | 1 Abbey Road, Antrim, BT41 4SH | 2012-11-01 | NA | 25 | 8 | 1000 | 500 |  | 100 | [67 empty] | Antrim | Hospital
T34900 | Mullaghglass Landfill (White Mountain Quarries) | 26 Ballycarngannon Road, Temple, Lisburn, BT27 6YA | 2007-01-01 | NA | 125 | NA | 8000 | 2500 | [7 empty] | 2000 |  | 500 | 2000 | 1000 |  |  |  | 500 |  | 2000 | 1000 | 5000 | 2000 | [38 empty] | 2 |  | 100 | [7 empty] | Belfast | Landfill Site
T17108 | Mullins Ice Cream Ltd | 1 Craiglea Gardens, Kilrea, BT51 5QZ | 2005-12-01 | 2013-09-23 | 16 | 11 | 3000 | 1000 | 100 | NA | [67 empty] | Kilrea | Ice Cream production
TE340199 | Multi Packaging Solutions (Formerly Chesapeake Ltd) | 1 Enterprise Way, Hightown Industrial Est. Newtownabbey, BT36 4EW | 2016-07-19 | 2016-09-19 | 0.1 | 30 | 6500 | 3000 | [69 empty] | Whitehouse | Manufacturing
TE340115 | Musgrave Park Hospital (BHSCT) | Stockman's Lane, Belfast, BT9 7JB | 1998-01-01 | NA | 5% of inlet volume | 1000 | 1000 | 400 | [7 empty] | 2000 |  | 500 | 2000 | 1000 |  |  |  | 500 |  | 2000 | 1000 | 5000 | 2000 | [38 empty] | 2 |  | 100 | [7 empty] | Belfast | Hospital
T34092 | N K Coatings - 12 Michelin Road | 12 Michelin Road, Mallusk Industrial Estate, Newtownabbey, BT36 8PT | 2003-03-01 | 2022-09-01 | 50 | 33.6 | 600 | 400 | [7 empty] | 2000 |  |  | 2000 |  |  |  |  | 2000 |  | 2000 |  |  | 4000 | [48 empty] | Whitehouse | Manufacturing
T34064 | N K Coatings - 4 Michelin Road | 4 Michelin Road, Mallusk Industrial Estate, Newtownabbey, BT36 8PT | 2003-03-01 | 2022-09-01 | 100 | 132 | 600 | 400 | [7 empty] | 2000 |  |  | 2000 |  |  |  |  | 2000 |  | 2000 |  |  | 4000 | [48 empty] | Whitehouse | Manufacturing
T27140 | Narrow Water Service Station | 58 Newry Road, Warrenpoint BT34 4LD | 2021-02-12 | NA | 2 | 0.6 | 1000 | 400 | [69 empty] | Warrenpoint | Launderette
T47041 | Nelipak Healthcare Packaging | 1 Acorn Road, Campsie Ind Est Campsie, BT47 3GQ | 2007-06-30 | 2020-10-26 | 20 | 60 | 2000 | 2000 | NA | NA | [67 empty] | Donnybrewer | Packaging
T36050 | Newcastle Centre | 10-14 Central Promenade, Newcastle, BT33 0AA | 2009-04-01 | 2022-09-01 | 40 | 367 | 300 | 200 | [69 empty] | Newcastle | Swimming Pool
TE150025 | Newpark Civic Amenity Site | Orchard Way, Newpark Ind estate, Antrim, BT41 2RU | 2000-03-15 | NA | 10 | 700 | 2000 | 1000 | [69 empty] | Antrim | Civic Amenity Site
TE270040 | Newry Civic Amenity Site | Chapel Road, Newry Co. Down, BT34 2QE | 2013-08-19 | NA | 15 | 10 | 600 | 400 | [69 empty] | Newry | Civic Amenity Site
T27023 | Newry Cleaners | 138 High Street Newry BT34 1HH | 2020-01-01 | NA | 1 | 6 | 1000 | 400 | NA | NA | [67 empty] | Newry | Launderette
TE270048 | Newry Leisure Centre | Clanrye Avenue, Newry, Co. Down, BT35 6EH | 2016-08-05 | NA | 16 | 300 | 300 | 200 | [69 empty] | Newry | Swimming Pool
TE270013 | Newry, Mourne & Down District Council (Vehicle Wash) | Greenbank Industrial Estate, Newry, Co Down, BT34 2QU | 2012-04-02 | 2024-09-01 | 10 | 21 | 1000 | 500 | 200 (HEM) | [68 empty] | Newry | Vehicle Wash
TE181010 | NI Fire Service (Antrim) | Castle Street, Antrim, BT41 4JE | 2010-11-01 | NA | 3 | 50 | 600 | 400 | [69 empty] | Antrim | Public Services
TE181010 | NI Fire Service (Ballyclare) | Ballynure Road, Ballyclare, Co Antrim, BT39 9AG | 2010-11-01 | NA | 3 | 50 | 600 | 400 | [69 empty] | Ballyclare | Public Services
TE181010 | NI Fire Service (Ballymena) | 22-26 Waveney Road, Ballymena, BT43 5BA | 2010-11-01 | NA | 3 | 50 | 600 | 400 | NA | NA | [67 empty] | Ballymena | Public Services
TE370048 | NI Fire Service (Ballynahinch) | 103 Belfast Road, Ballynahinch, BT24 8EH | 2017-01-23 | NA | 3 | 48 | 600 | 400 | 100 | 100 | [67 empty] | Ballynahinch | Public Services
TE181010 | NI Fire Service (Ballywalter) | 1 Stump Road, Ballywalter, BTBT22 2NT | 2010-11-01 | NA | 3 | 50 | 600 | 400 | [69 empty] | Ballywalter | Public Services
TE181010 | NI Fire Service (Banbridge) | Victoria Street, Banbridge, BT32 3DH | 2010-11-01 | NA | 3 | 50 | 600 | 400 | [69 empty] | Banbridge | Public Services
TE181010 | NI Fire Service (Bangor) | 92 Newtownards Road, Bangor, BT19 1SZ | 2010-11-01 | NA | 3 | 50 | 600 | 400 | [69 empty] | North Down and Ards | Public Services
TE181010 | NI Fire Service (Belleek) | 9A Cliff Road, Belleek, BT93 3FL | 2010-11-01 | NA | 3 | 50 | 600 | 400 | [69 empty] | Belleek | Public Services
TE181010 | NI Fire Service (Cadogan) | 320 Lisburn Road, Belfast, BT9 6GH | 2010-11-01 | NA | 3 | 50 | 600 | 400 | [69 empty] | Belfast | Public Services
TE181010 | NI Fire Service (Carrickfergus) | Station Road, Eden, BT38 7NN | 2010-11-01 | NA | 3 | 50 | 600 | 400 | [69 empty] | Carrickfergus | Public Services
TE370048 | NI Fire Service (Castlederg) | Lower Strabane Road, Castlederg, BT81 7AZ | 2017-01-23 | NA | 3 | 48 | 600 | 400 | 100 | 100 | [67 empty] | Castlederg | Public Services
TE181010 | NI Fire Service (Central) | 6 Bankmore Street, Belfast, BT7 1AQ | 2010-11-01 | NA | 3 | 50 | 600 | 400 | [69 empty] | Belfast | Public Services
TE181010 | NI Fire Service (Comber) | Glen Link, Comber, BT23 5UA | 2010-11-01 | NA | 3 | 50 | 600 | 400 | [69 empty] | Ballyrickard | Public Services
TE181010 | NI Fire Service (Cookstown) | 9 Chapel Street, Cookstown, BT80 8QB | 2010-11-01 | NA | 3 | 50 | 600 | 400 | NA | NA | [67 empty] | Cookstown | Public Services
TE181010 | NI Fire Service (Crescent Link) | 10 Cresent Link, Londonderry, BT47 1FR | 2010-11-01 | NA | 3 | 50 | 600 | 400 | NA | NA | [67 empty] | Culmore | Public Services
TE181010 | NI Fire Service (Crossmaglen) | 11 Blaney Road, Crossmaglen, BT35 9JJ | 2010-11-01 | NA | 3 | 50 | 600 | 400 | [69 empty] | Crossmaglen | Public Services
TE181010 | NI Fire Service (Crumlin) | 14 Mill Road, Crumlin, BT29 4XL | 2010-11-01 | NA | 3 | 50 | 600 | 400 | [69 empty] | Antrim | Public Services
TE181010 | NI Fire Service (Cushendall) | 41 Coast Road, Cushendall, BT44 0RX | 2010-11-01 | NA | 3 | 50 | 600 | 400 | NA | NA | [67 empty] | Cushendall | Public Services
TE181010 | NI Fire Service (Donaghadee) | Union Street, Donaghadee, BT21 0DE | 2010-11-01 | NA | 3 | 50 | 600 | 400 | [69 empty] | North Down and Ards | Public Services
TE181010 | NI Fire Service (Downpatrick) | 19 Church Street, Doownpatrick, BT30 6FH | 2010-11-01 | NA | 3 | 50 | 600 | 400 | [69 empty] | Downpatrick | Public Services
TE181010 | NI Fire Service (Dromore Co. Down) | Mossvale Road, Dromore, BT25 1DG | 2010-11-01 | NA | 3 | 50 | 600 | 400 | [69 empty] | Dromore | Public Services
TE370048 | NI Fire Service (Dungiven) | Ballyquin Road, Dungiven, BT47 4NQ | 2017-01-23 | NA | 3 | 48 | 600 | 400 | 100 | 100 | [67 empty] | Dungiven | Public Services
TE181010 | NI Fire Service (Enniskillen) | 2-4 Tempo Road, Enniskillen, BT74 6HR | 2010-11-01 | NA | 3 | 50 | 600 | 400 | [69 empty] | Enniskillen | Public Services
TE181010 | NI Fire Service (FRSTC) | Boucher Road, Belfst, BT12 6HU | 2010-11-01 | NA | 3 | 50 | 600 | 400 | [69 empty] | Belfast | Public Services
TE181010 | NI Fire Service (Glengormley) | 165 Church Street, Glengormley, BT36 6HH | 2010-11-01 | NA | 3 | 50 | 600 | 400 | [69 empty] | Whitehouse | Public Services
TE181010 | NI Fire Service (Irvinestown) | Pound Street, Irvinestown, BT94 1HE | 2010-11-01 | NA | 3 | 50 | 600 | 400 | [69 empty] | Irvinestown | Public Services
TE181010 | NI Fire Service (Kilrea) | 24-26 Church Street, Kilrea, BT51 5QU | 2010-11-01 | NA | 3 | 50 | 600 | 400 | NA | NA | [67 empty] | Kilrea | Public Services
TE181010 | NI Fire Service (Knock) | 210 Upper Newtownards Road, Belfast, BT4 3ET | 2010-11-01 | NA | 3 | 50 | 600 | 400 | [69 empty] | Kinnegar | Public Services
TE181010 | NI Fire Service (Limavady) | Greystone Road, Limavady, BT49 0ND | 2010-11-01 | NA | 3 | 50 | 600 | 400 | NA | NA | [67 empty] | Limavady | Public Services
TE370048 | NI Fire Service (Lisburn) | 1 Seymour Street, Lisburn, Co. Antrim, BT27 4SX | 2017-01-23 | NA | 3 | 48 | 600 | 400 | 100 | 100 | [67 empty] | Lisburn | Public Services
TE181010 | NI Fire Service (Lisnaskea) | 231 Main Street, Lisnaskea, BT92 0JH | 2010-11-01 | NA | 3 | 50 | 600 | 400 | [69 empty] | Lisnaskea | Public Services
TE370050 | NI Fire Service (Lurgan) | Alexandra Crescent, Lurgan, BT66 6BB | 2017-03-28 | NA | 3 | 48 | 600 | 400 | 100 | 100 | [67 empty] | Ballynacor | Public Services
TE130050 | NI Fire Service (Maghera) | Fallaghgloon Hall, Glen Road, Maghera, BT46 5JN | 2018-08-27 | NA | 3 | 50 | 600 | 400 | 100 | 100 | [67 empty] | Maghera | Public Services
TE181010 | NI Fire Service (Newry) | Upper Edward Street, Newry, BT35 6AX | 2010-11-01 | NA | 3 | 50 | 600 | 400 | [69 empty] | Newry | Public Services
TE181010 | NI Fire Service (Newtownards) | Portaferry Road, Newtownards, BT23 3NN | 2010-11-01 | NA | 3 | 50 | 600 | 400 | [69 empty] | Ballyrickard | Public Services
TE181010 | NI Fire Service (Newtownhamilton) | Markethill Street, Newtownhamilton, BT35 0BE | 2010-11-01 | NA | 3 | 50 | 600 | 400 | [69 empty] | Newtownhamilton | Public Services
TE181010 | NI Fire Service (Northland) | 6 Northland Road, Londonderry, BT48 7HU | 2010-11-01 | NA | 3 | 50 | 600 | 400 | NA | NA | [67 empty] | Culmore | Public Services
TE181010 | NI Fire Service (Portaferry) | 2 Ballyphillip Road, Portaferry, BT22 1RB | 2010-11-01 | NA | 3 | 50 | 600 | 400 | [69 empty] | Portaferry | Public Services
TE181010 | NI Fire Service (Rathfriland) | 76 Newry Street, Rathfriland, BT34 5PZ | 2010-11-01 | NA | 3 | 50 | 600 | 400 | [69 empty] | Rathfriland | Public Services
TE181010 | NI Fire Service (Springfield) | 628-630 Springfield Road, Belfast, BT12 7AX | 2010-11-01 | NA | 3 | 50 | 600 | 400 | [69 empty] | Belfast | Public Services
TE181010 | NI Fire Service (Strabane) | Railway Road, Strabane, BT82 8EQ | 2010-11-01 | NA | 3 | 50 | 600 | 400 | NA | NA | [67 empty] | Strabane | Public Services
TE181010 | NI Fire Service (Warrenpoint) | Meeting Street, Warrenpoint, BT34 3LF | 2010-11-01 | NA | 3 | 50 | 600 | 400 | [69 empty] | Warrenpoint | Public Services
TE181010 | NI Fire Service (Westland) | 4 Cavehill Road, Belfast, BT14 6TB | 2010-11-01 | NA | 3 | 50 | 600 | 400 | [69 empty] | Belfast | Public Services
TE181010 | NI Fire Service (Whitehead) | Marine Avenue, Whitehead, BT38 9QW | 2010-11-01 | NA | 3 | 50 | 600 | 400 | [69 empty] | Ballystruder | Public Services
TE181010 | NI Fire Service (Whitla) | 63-67 Whitla Street, Belfast, BT15 1JP | 2010-11-01 | NA | 3 | 50 | 600 | 400 | [69 empty] | Belfast | Public Services
TE181010 | NI Fire Service( Portrush) | 123 Eglington Street, Portrush, BT56 8DZ | 2010-11-01 | NA | 3 | 50 | 600 | 400 | NA | NA | [67 empty] | North Coast | Public Services
TE181010 | NI Fire Service( Rathlin Island) | 16 Church Quarter, Rathlin Island, BT54 6RT | 2010-11-01 | NA | 3 | 50 | 600 | 400 | NA | NA | [67 empty] | Rathlin Island | Public Services
TE181010 | NI Fire Service(Larne) | 4 Agnew Street, Larne, BT40 1RF | 2010-11-01 | NA | 3 | 50 | 600 | 400 | [69 empty] | Larne | Public Services
TE181010 | NI Fire Service(Magherafelt) | 12 Fair Hill Road, Magherafelt, BT45 6BL | 2010-11-01 | NA | 3 | 50 | 600 | 400 | NA | NA | [67 empty] | Magherafelt | Public Services
TE181010 | NI Fire Service(Newcastle) | 25 Valentia Place, Newcastle, BT33 0EH | 2010-11-01 | NA | 3 | 50 | 600 | 400 | [69 empty] | Newcastle | Public Services
TE181010 | NI Fire Service(Newtownstewart) | Baronscourt Road, Newtownstewart, BT78 4EZ | 2010-11-01 | NA | 3 | 50 | 600 | 400 | NA | NA | [67 empty] | Newtownstewart | Public Services
T43011 | Niche Drinks Company | 10 Rossdowney Road, Derry, BT47 6NS | 2001-12-03 | 2022-03-17 | 280 | 200 | 4000 | 1000 | NA | 100 | [67 empty] | Culmore | Food Industry
TE430007 | Nicholl Fuel Oils | 176 Clooney Road Greysteel BT47 3DY | 2009-07-13 | NA | 10 | 60 | 1000 | 500 | NA | NA | [32 empty] | 100 | [34 empty] | Greysteel | Vehicle Wash
TE430062 | Nicholl Fuel Oils | Ballyquin Road, Limavady, Derry, BT49 9EY | 2015-10-15 | NA | 1 | 30 | 1000 | 500 | 100 | NA | [67 empty] | Limavady | Vehicle Wash
TE340133 | Nicholl Fuel Oils Ltd | 5 Airport Road, Belfast, BT3 9EU | 2012-08-31 | 2024-09-01 | 15 | 42 | 1000 | 500 | 200 (HEM) | [68 empty] | Kinnegar | Vehicle Wash
T17118 | Nicobrand | 189 Castleroe Road, Coleraine, BT51 3RP | 2014-11-17 | NA | 27m³ per day and 60m³ per any 7 day period | NA | 3500 | 1500 | NA | 100 | [67 empty] | North Coast | Manufacturing
TE430050 | Nigel Whann-Accident & Repair Centre Ltd | Unit 8, Pennybridge Industrial Estate, Larne Rd, Ballymena, BT42 3HB | 2012-11-12 | NA | 1 | 5 | 1000 | 500 | NA | NA | [32 empty] | 100 | [34 empty] | Ballymena | Vehicle Wash
T13113 | Norbev | 100 Railway Street, Ballymena, BT42 2AF | 2008-11-03 | 2019-05-13 | 200 | 144 | 4000 | 500 | NA | 100 | [67 empty] | Ballymena | Food Industry
T27122 | Norbrook Laboratories Ltd Armagh Road | 105 Armagh Road, Newry, Co Down, BT35 6PU | 2009-04-04 | 2023-04-18 | 300 | 833 | 4000 | 400 | [69 empty] | Newry | Pharmaceutical
T27052 | Norbrook Laboratories Ltd Station Works | Station Works, Newry, Co Down, BT35 6JP | 1992-09-03 | 2023-07-01 | 300 | 333 | 4000 | 400 | [69 empty] | Newry | Pharmaceutical
TE430038 | North West Independent Hospital | Churchill House, Main Street, Ballykelly, BT49 9HS | 2010-02-01 | NA | 1 | 9 | 600 | 400 | NA | NA | [32 empty] | 100 | [34 empty] | Ballykelly | Hospital
TE430038A | North West Independent Hospital Laundry | Churchill House, Main Street, Ballykelly, BT49 9HS | 2010-02-01 | NA | 1 | 9 | 600 | 400 | NA | NA | [67 empty] | Ballykelly | Laundry
TE430053 | North West Regional Sports Complex (Derry City Council) | St Columbs Park, Limavday Road, Derry, BT47 6JY | 2013-04-01 | NA | 30 | 500 | 300 | 200 | NA | 100 | [30 empty] | 2 | [36 empty] | Culmore | Swimming Pool
TE430057 | Northbound Brewery | Unit 1C McLean Road, Campsie, BT47 3PF | 2014-12-01 | NA | 3 | 33 | 3000 | 1000 | NA | NA | [67 empty] | Donnybrewer | Brewery
T43077 | Northern Ireland Environment Agency (City Waste - not on consent) | NIEA, City Industrial Waste, 70 Moybuoy Road, Campsie, BT47 3JQ | 2014-02-24 | NA | 30m³ per day and 120m³ per any 7 day period | NA | 3000 | 500 | NA | 100 | [67 empty] | Culmore | Landfill Site
T34150 | Northern Ireland Railways | Adelaide P'Way Yard Train Wash, Falcon Road, Belfast BT12 9PU | 2021-08-01 | NA | 22.8 | 31 | 1000 | 500 | 100 | [68 empty] | Belfast | Vehicle Wash
T34151 | Northern Ireland Railways | Adelaide Maintenance Yard, Falcon Road, Belfast, BT12 9PU | 2016-01-15 | 2021-10-01 | 1.2 | 20 | 1000 | 500 | 100 | [68 empty] | Belfast | Vehicle Wash
TE340219 | Northgate Vehicle Hire | 27 Mallusk Road, Newtownabbey, BT36 4PP | 2011-07-01 | NA | 1 | 5 | 1000 | 500 | [34 empty] | 100 | [34 empty] | Whitehouse | Vehicle Wash
T25062 | NWP | 55A Cargaclogher Road, Keady, Armagh, BT60 3RA | 2006-03-14 | 2017-03-27 | 75 | NA | 1200 | 600 |  | 100 | [67 empty] | Armagh | Manufacturing
TE340269 | NWP | 6 Orchard Way, Newpark Industrial Estate, Antrim, BT41 2RU | 2015-12-07 | NA | 2 | 2.4 | 600 | 400 | 100 | 100 | [67 empty] | Antrim | Recycling
TE350057 | Oceanis at Marine Court Hotel | 18-20 Quay Street, Bangor, BT20 5ED | 2008-12-01 | 2016-08-03 | 50 | 1 | 300 | 200 | [32 empty] | 2 | [36 empty] | North Down and Ards | Swimming Pool
TE340194 | Olympia Leisure Centre | Boucher Road, Belfast, BT12 6HR | 2009-04-01 | 2016-03-25 | 15 | 300 | 300 | 200 | [69 empty] | Belfast | Swimming Pool
T25070 | Olympic Dry Cleaners | 37 Irish Street, Dungannon, BT70 1DB | 2020-02-01 | NA | 1 | 0.6 | 1000 | 400 | NA | 100 | [67 empty] | Dungannon | Launderette
T25131 | Olympic Dry Cleaners | 37 Scotch Street, Dungannon, BT70 1BD | 2020-03-09 | NA | 2 | 1.2 | 1000 | 400 |  | 100 | [67 empty] | Dungannon | Launderette
T45006 | Omagh D.C. Dump Leachate | Mullaghmore Landfill, Glencam Road, Omagh, BT79 7BL | 1995-10-31 | 2013-05-01 | 500 | 416 | 600 | 400 |  | 100 | [67 empty] | Omagh | Landfill Site
TE490008 | Omagh D.C. Works Depot Civic Amenity Site | Unit 2 Gortrush Ind Estate, Omagh, BT78 5AJ | 2008-03-01 | NA | 5 | 15 | 600 | 400 | [69 empty] | Omagh | Civic Amenity Site - Surface runoff
TE490007 | Omagh D.C. Works Depot Vehicle Wash | Unit 2 Gortrush Ind Estate, Omagh, BT78 5AJ | 2008-03-01 | NA | 2 | 12 | 1000 | 500 | [34 empty] | 100 | [34 empty] | Omagh | Vehicle Wash
TE490009 | Omagh Leisure Centre | 3 Old Mountfield Road, Omagh, BT79 7EG | 2008-05-01 | 2010-07-19 | 50 (ONCE/WEEK) | 208 | 300 | 200 | [69 empty] | Omagh | Swimming Pool
T45014 | Omagh Livestock Market | 5 Gillygooley Road, Omagh, Co Tyrone, BT78 5PN | 1994-04-12 | NA | 25 | 360 | 1000 | 500 | [69 empty] | Omagh | Livestock Mart
T45058 | O'Neill's Irish International Sports Co Ltd | Unit 1, Dublin Road Industrial Estate, Strabane, BT82 9EA | 2020-06-15 | NA | 0.5 | 60 | 30000 | 1000 | NA | 100 | [8 empty] | 2000 |  |  |  |  | 50 | 50 |  |  |  | 2000 | [48 empty] | Strabane | Textile
T25038 | Orchard Leisure Centre - Armagh | 37-39 Folly Lane, Armagh, BT60 1AT | 1996-04-01 | 2024-09-01 | 6 | 1440 | 300 | 200 |  | 100 | [67 empty] | Armagh | Swimming Pool
T13118 | P H S Treadsmart | 11 - 17 Paradise Avenue, Ballymena, BT42 3AE | 2012-06-01 | NA | 50 | 80 | 1000 | 600 | NA | 100 | [32 empty] | 100 | [34 empty] | Ballymena | Laundry
T23125 | P McCann & Sons | 9 Diviny Drive, Portadown, BT63 5WE | 2007-07-02 | 2023-01-01 | 20 | 70 | 1800 | 1000 |  | 100 | [67 empty] | Ballynacor | Food Industry
T45067 | P. Mulrine and Sons Sales (UK Ltd.) | 11 Mill Avenue, Sion Mills, County Tyrone, BT82 9HE | 2023-04-24 | NA | 336 | 240 | 450 | 200 |  | 100 | 450 | 90 | [65 empty] | Sion Mills | Food Industry
TE350068 | P.F.Howell Ltd. T/A Howell Accident Repair Centre | 8 Balloo Crescent, Bangor, BT19 7WP | 2013-02-01 | NA | 1 | 0.5 | 1000 | 500 | [34 empty] | 100 | [34 empty] | North Down and Ards | Vehicle Wash
TE340290 | Palace Barracks (MOD) | MOD Palace Barracks, Holywood, Co. Down BT18 9RA | 2017-10-13 | NA | 2.7 | 30 | 100 | 500 | 100 | [68 empty] | Kinnegar | Swimming Pool and Vehicle Wash
T23158 | Pat O'Donnell & Co | 29a Seagoe Industrial Area, Portadown BT63 5QE | 2023-11-01 | NA | 2 | 18 | 1000 | 500 | 200 (HEM) | 100 | [67 empty] | Ballynacor | Vehicle Wash
TE370045 | Patterson Outdoor Cleaning Solutions | 11 Ballinderry Road, Lisburn, BT28 2SA | 2015-08-07 | NA | 1.5 | 0.2 | 1000 | 500 | 100 | 100 | [67 empty] | Lisburn | Vehicle Wash
T35056 | Pattons Bakery Ltd | Units 1-3 Kiltonga Industrial Estate, Newtownards, BT23 4TJ | 2022-12-01 | NA | 2 | 8.4 | 2500 | 1500 | 200 | [68 empty] | Ballyrickard | Bakery
T37046 | PECCS Group (NIPS Maghaberry Prison) | Old Road, Ballinderry Upper, Lisburn, BT28 2PT | 2021-05-01 | NA | 1 | 12 | 1000 | 500 | 100 (HEM) | [68 empty] | Maghaberry | Vehicle Wash
T37055 | Petros Car Wash | 47 Moira Road Lisburn BT28 1RP | 2025-12-22 | NA | 5 | 30 | 1000 | 500 | 200 (HEM) | [68 empty] | Lisburn | Vehicle Wash
TE340266 | Phillips (Lisburn) Ltd | 58 Saintfield Road, Lisburn, BT27 5BE | 2015-11-19 | NA | 5 | 36 | 1000 | 500 | 100 | [68 empty] | Lisburn | Vehicle Wash
TE350016 | Phoenix Healthcare | Lansdowne Road,Newtownards, BT23 4NT | 1995-08-31 | 2013-10-15 | 1 | 500 | 300 | 200 | [69 empty] | Ballyrickard | Swimming Pool
T47054 | Pilgrim's Food Masters UK | Unit 2, Carran Business Park, Enniskillen, Co Fermanagh, BT74 4RZ | 2022-10-17 | NA | 300 | 209 | 1000 | 400 |  | 100 | [67 empty] | Enniskillen | Food Industry
TE250013 | Pinkertons | 7 Magheraville Road, Armagh, BT60 3PR | 2008-05-01 | 2024-01-01 | 5 | 10 | 1500 | 100 | 200 (HEM) | 100 | [67 empty] | Armagh | Food Industry
T25047 | Pokertree Brewing Company Ltd | 357B Drumnakilly Road, Carrickmore, Co.Tyrone, BT79 9JY | 2013-08-08 | NA | 4 | NA | 4000 | 1000 |  | 100 | [67 empty] | Cookstown | Brewery
TE150077 | Pollock Lifts | 14D Kilroot Business Park, Carrickfergus, BT38 7PR | 2016-03-28 | NA | 0.5 | 6 | 300 | 10 |  |  |  |  | 200 | [5 empty] | 1000 |  | 2000 |  | 2000 | [5 empty] | 500 | [48 empty] | Carrickfergus | Metal Treatment
TE370047 | Portakabin Ltd | Derriaghy Business Park, Dunmurry, BT17 9HU | 2016-11-28 | NA | 0.5 | 30 | 517 | 421 | 100 | 100 | [67 empty] | Dunmurry | Vehicle wash
T17125 | Portstewart Laundry | 3a The Promenade Portstewart Co. Antrim BT55 7AD | 2020-01-01 | NA | 1 | 6 | 1000 | 400 | NA | NA | [67 empty] | North Coast | Launderette
T34148 | Precision Analysis Ltd | 35-39 York Road, Belfast, BT15 3GW | 2021-07-12 | NA | 2 | 6 | 100 | 100 | [69 empty] | Belfast | Laboratory
TE430070 | Prehen Valeting Centre | 8 Prehen Road, Londonderry BT47 2NS | 2018-12-17 | NA | 5 | 12 | 1000 | 500 | 100 | NA | [67 empty] | Culmore | Vehicle wash
TE360053 | Premier Poultry | 9 Cloonagh Road, Downpatrick, BT30 6LS | 2017-09-25 | NA | 2 | 30 | 1500 | 1000 | 100 | 100 | [67 empty] | Downpatrick | Food Industry
T36047 | Press Express | 26 Newry Street, Kilkeel, BT34 4QF | 2020-02-01 | NA | 2 | 1.2 | 1000 | 400 | [69 empty] | Kilkeel | Launderette
T37039 | Presto Dry Cleaners | 18 Smithfield Square Lisburn Co. Antrim BT28 1TH | 2020-01-01 | NA | 1 | 6 | 1000 | 400 | NA | NA | [67 empty] | Lisburn | Launderette
T35049 | Primacy Meats Ltd | 26b Primacy Road, Bangor BT197PQ | 2020-09-21 | NA | 7 | 100 | 6000 | 1250 | 100 (HEM) | [68 empty] | North Down and Ards | Food Industry
T23121 | Prime Stock Meats | Unit 20 Annesborough Ind Est Lurgan BT67 9JD | 2009-02-12 | 2021-12-20 | 30 | 42 | 4000 | 1500 | 100 | 100 | [67 empty] | Ballynacor | Food Industry
T47048 | Prior Brothers | Farranasculloge Lisnaskea Co Fermanagh BT92 0AW | 2019-07-05 | NA | 11 | 24 | 2000 | 2000 | 100 | 100 | [67 empty] | Lisnaskea | Food Industry
T34911 | Pure Dry Cleaners | 383 Ormeau Road, Belfast BT7 3JG | 2020-03-09 | NA | 2 | 1.2 | 1000 | 400 | [69 empty] | Belfast | Launderette
T34177 | Qualitrol | 15 Wildflower Way, Belfast, BT12 6TA | 2022-09-01 | NA | 1 | 12 | 15000 | 3000 | [10 empty] | 5000 | [9 empty] | 5000 | [48 empty] | Belfast | Manufacturing
TE340235 | Queen's University (QUB) - Medical Biology Centre (MBC) Lab | 97 Lisburn Road, Belfast, BT9 7BL | 2013-08-01 | 2014-03-25 | 100 | 133 | 50 | 25 | [69 empty] | Belfast | Laboratory
T25125 | R.Thompson & Son (Armagh) Ltd. | 58a Hamiltonsbawn Rd, Armagh BT60 1HW | 2012-11-18 | NA | 21 | 59 | 10000 | 3000 | 100 | 100 | [67 empty] | Armagh | Food Industry
T23142 | Radius Systems | Halfpenny Valley Industrial Estate, Lurgan, Co Armagh | 2009-02-09 | 2025-12-01 | 40 | 466 | 600 | 400 |  | 100 | [67 empty] | Ballynacor | Manufacturing
TE150030 | RAF Aldergrove Vehicle Wash 1 | Aldergrove Airport, Antrim, BFPO 808 | 1997-12-15 | 2019-03-10 | 5 | 30 | 1000 | 500 | 100 | 100 | [67 empty] | Antrim | Vehicle Wash
TE150055 | RAF Aldergrove Vehicle Wash 2 | Aldergrove Airport, Antrim, BFPO 808 | 2009-10-01 | 2019-03-10 | 1.5 | 15 | 1000 | 500 | 100 | 100 | [67 empty] | Antrim | Vehicle Wash
TE150070 | RAF Aldergrove Vehicle Wash 3 | Aldergrove Airport, Antrim, BFPO 808 | 2015-11-18 | NA | 2 | 12 | 1000 | 500 | 100 | 100 | [67 empty] | Antrim | Vehicle Wash
TE150045 | RAF Photographic | Aldergrove Airport, Antrim, BFPO 808 | 1994-01-07 | 2019-03-10 | 0.1 | 12 | 1000 | 100 | 100 | 100 | [16 empty] | 1000 | [40 empty] | 1500 | [9 empty] | Antrim | Photo Lab
T34139 | Randox Laboratories (Holywood) | 2 Redburn Square, Holywood, BT18 9HZ Holywood Co Down BT18 9HZ | 2020-04-01 | NA | 0.05 | 0.12 | 4000 | 200 | [69 empty] | Kinnegar | Medical Diagnostics
T15119 | Randox Laboratories (Science Park) | Massereene, Randalstown Road, Antrim, BT41 4LH | 2015-04-01 | NA | 14 | 19.2 | 5000 | 250 |  | 100 | [67 empty] | Antrim | Pharmaceutical
T15120 | Randox Laboratories (Tankering) | 55 Diamond Road, Crumlin, BT29 4QY | 2017-12-15 | 2019-01-10 | 14 | NA | 5000 | 250 |  | 100 | [7 empty] | 200 |  | 100 | [8 empty] | 500 | [48 empty] | Antrim | Pharmaceutical
T23150 | Recon Waste Management Ltd | 9 Derrinraw Road, Portadown, BT62 1UX | 2021-04-12 | NA | 33 | NA | 3000 | 300 | 100 | 100 | [67 empty] | Ballynacor | Recycling
T34155 | ReefLIVE Belfast | Queens Road, Titanic Quarter, Belfast BT3 9DT | 2021-10-01 | NA | 5.5 | 6 | 100 | 500 | [69 empty] | Belfast | Pubic Aquarium
T23081 | Regal Processors | 2 Silverwood Ind Estate, Lurgan BT66 6LN | 1996-06-01 | 2016-12-30 | 200 | 250 | 2500 | 400 | 100 | 100 | [67 empty] | Ballynacor | Manufacturing
T35028 | Regency Carpets Manufacturing Ltd | 9 Balloo Avenue, Bangor, BT19 7QT | 1993-03-05 | 2013-05-01 | 15 | 42 | 1000 | 400 | [69 empty] | North Down and Ards | Manufacturing
TE340294 | Rentokill Initial Hygiene Ltd (Cannon Hygiene) | Units 5-7 Abbey Enterprise Park, Mill Road, Newtownabbey, BT36 7BA | 2018-03-05 | NA | 8 | 6 | 1000 | 500 | 100 | [68 empty] | Whitehouse | Laundry
T34505 | Riada NI Ltd | 9-11 Riada Close, Belfast BT4 1EH | 2021-02-01 | NA | 13 | 60 | 4000 | 1000 | [69 empty] | Belfast | Food Industry
T23147 | River Ridge Recycling | 91 Moy Road, Portadown, BT62 1QW | 2021-01-01 | NA | 80 | 60 | 500 | 300 | 100 | 100 | [67 empty] | Ballynacor | Recycling
TE450018 | Riversdale Leisure Centre - Strabane District Council | Lisnafin Park, Strabane, BT82 9DQ | 2011-10-01 | NA | 23 | 23 | 300 | 200 | NA | 100 | [67 empty] | Strabane | Swimming Pool
T34121 | RLC (UK) Ltd | Unit 1 Global Point Avenue, Newtownabbey, BT36 5TB | 2016-10-28 | 2019-01-11 | 30 | 330 | 200 | 100 |  |  |  |  | 2000 |  |  | 2000 |  |  | 500 |  |  |  |  | 500 |  | 2500 |  |  | 500 | [48 empty] | Greenisland | manufacturing
TE170027 | RNLI Ballymoney | 10a Riada Avenue, Ballymoney, BT53 7LH | 2015-08-07 | NA | 2 | 12 | 1000 | 500 | 100 | NA | [67 empty] | Ballymoney | Vehicle Wash
TE250024 | Roadside Motors (Armagh) Ltd | 22 Markethill Road, Armagh, BT60 1NP | 2012-05-14 | NA | 1 | 11 | 1000 | 500 | [34 empty] | 100 | [34 empty] | Armagh | Vehicle Wash
TE230043 | Roadside Motors (Lurgan) Ltd | 71 Belfast Road, Lurgan, BT66 7JP | 2015-01-05 | NA | 3 | 11 | 1000 | 500 | 100 | [33 empty] | 100 | [34 empty] | Ballynacor | Vehicle Wash
TE230045 | Roadside Motors (Seagoe) Ltd | 30 Seagoe Industrial Estate, Portadown, BT60 1NP | 2016-03-08 | NA | 1 | 11.4 | 1000 | 500 | 100 | [68 empty] | Ballynacor | Vehicle Wash
TE170015 | Robinson Hospital | 23 Newel Road, Ballymoney, BT53 6HB | 2012-10-01 | 2018-09-17 | 5 | 30 | 300 | 200 | NA | NA | [67 empty] | Ballymoney | Swimming Pool
T34122 | Robipak | 12A Michelin Road, Hydepark Industrial Park, Newtownabbey, Bt36 4PT | 2019-05-16 | NA | 8 | 0.3 | 600 | 400 | [69 empty] | Whitehouse | Food Industry
TE430063 | Rockstar Logistics Ltd | 31-33 Garvagh Road, Swatragh, BT46 5QE | 2015-12-11 | NA | 1 | 30 | 1000 | 500 | 100 | NA | [67 empty] | Swatragh | Vehicle Wash
TE170025 | Roe Park Resort | Roe Park, Ballykelly Road, Limavady, Londonderry, BT49 9LB | 2015-06-15 | NA | 25 | 2040 | 300 | 200 | NA | 100 | [67 empty] | Limavady | Swimming Pool
T36015 | Rooney Seafoods | The Harbour, Kilkeel, BT34 4AX | 2004-01-01 | 2013-04-15 | 10 | 28 | 4000 | 1000 | [69 empty] | Kilkeel | Food Industry
TE170012 | Route Complex (NHSCT) - Laundry | 8E Coleraine Road, Ballymoney, BT53 6BP | 2012-10-01 | NA | 60 | 83 | 1000 | 500 | NA | NA | [67 empty] | Ballymoney | Laundry
T23153 | Royal Mail Craigavon | 2 Balteagh Road, Craigavon, BT64 1HB | 2009-09-01 | 2022-07-01 | 7.5 | 12 | 1000 | 500 | 200 (HEM) | [68 empty] | Ballynacor | Vehicle Wash
TE490019 | Royal Mail Depot Omagh | 7 High Street, Omagh, BT78 1AA | 2010-01-04 | NA | 1 | 0.25 | 1000 | 500 | [34 empty] | 100 | [34 empty] | Omagh | Vehicle Wash
TE270024 | Royal Mail Enniskillen Delivery Office | Old Tempo Road, Enniskillen, BT74 4BA | 2009-07-01 | NA | 2.5 | 15 | 1000 | 500 | [34 empty] | 100 | [34 empty] | Enniskillen | Vehicle Wash
T27145 | Royal Mail Newry Delivery Office | 1 Clanrye Avenue, Newry, BT35 6AZ | 2009-07-01 | 2022-08-01 | 1 | 12.5 | 1000 | 500 | 200 (HEM) | [33 empty] | 100 | [34 empty] | Newry | Vehicle Wash
TE340212 | Royal Mail Vehicle Wash - Mallusk | NI Mail Centre, Enterprise Way, Mallusk, BT36 4HQ | 2011-01-17 | NA | 3 | 8 | 1000 | 500 |  | 100 | [32 empty] | 100 | [34 empty] | Whitehouse | Vehicle Wash
TE150076 | Royal Mail Vehicle Wash - Westbank Way | 2 Westbank Way, Belfast, BT3 9PF | 2016-02-10 | NA | 0.9 | 15 | 1000 | 500 | 100 | [68 empty] | Belfast | Vehicle Wash
T13128 | Royale Dry Cleaners | 14 Linenhall Street Ballymena BT43 5AL | 2020-01-01 | NA | 1 | 6 | 1000 | 400 | NA | 100 | [67 empty] | Ballymena | Launderette
T34068 | Ryobi Aluminium Castings UK Ltd | 5 Meadowbank Road, Carrickfergus, BT38 8YF | 1993-09-02 | 2019-03-22 | 200 | 480 | 4000 | 500 | [19 empty] | 5000 | [49 empty] | Greenisland | Manufacturing
T36016 | S & P Milligan (Ardglass Sea Products) | 20 Downpatrick Road, Ardglass, BT30 7SF | 1994-01-25 | 2020-09-01 | 85 | 240 | 1500 | 800 | 100 (HEM) | [68 empty] | Ardglass | Food Industry
TE250031 | S. Wright Vehicle Wash | 218 Brackaville Road, Newmills, Dungannon, BT71 4EJ | 2014-12-08 | NA | 2 | 4.16 | 1000 | 500 | 100 | 100 | [32 empty] | 100 | [34 empty] | Newmills | Vehicle Wash
T27066 | Saica Packaging Ltd | 22 Newry Road, Warrenpoint, Co Down, BT34 3LB | 2009-09-14 | 2014-05-01 | 24 | 67 | 2500 | 500 | [24 empty] | 1 | [44 empty] | Warrenpoint | Manufacturing
TE340202 | Sainsbury's PFS-Car Wash | Unit 28, Kennedy Centre, Falls Road, Belfast, BT11 9AE | 2009-08-01 | 2026-04-04 | 5 | 60 | 1000 | 500 | 200 (HEM) | [68 empty] | Belfast | Vehicle Wash
TE340233 | Sainsbury's PFS-Car Wash | Unit 14A, Forestside Shopping Centre, Upper Galwally Road, Belfast, BT8 4FX | 2012-07-31 | 2026-04-04 | 5 | 60 | 1000 | 500 | 200 (HEM) | [33 empty] | 100 | [34 empty] | Newtownbreda | Vehicle Wash
T25144 | Sainsbury'S Supermarket Petrol Station Car Wash, Dungannon | Oaks Road, Dungannon, BT71 6DT | 2008-09-05 | 2026-05-26 | 5 | 24 | 1000 | 500 | [69 empty] | Dungannon | Vehicle Wash
TE340201 | Sangers | Marshalls Road, Belfast, BT5 6SR | 2009-09-01 | 2016-07-05 | 0.24 | 2 | 1000 | 500 | [69 empty] | Kinnegar | Vehicle Wash
TE150074 | Schrader Electronics | 2 Meadowbank Way, Carrickfergus, BT38 8YS | 2016-03-09 | NA | 0.022 | 0.6 | 4000 | 1500 | [69 empty] | Greenisland | Manufacturing
T47040 | Scotts Bakery | 169 Ballagh Road, Fivemiletown, Co Tyrone, BT75 0QP | 2007-06-01 | 2013-12-01 | 5 | 30 | 6000 | 1500 |  | 100 | [67 empty] | Fivemiletown | Bakery
T43020 | Seagate Technology (Ireland) Springtown STST 1 | 1Disc Drive, Springtown Ind.Est. Springtown Road, Derry, BT48 0BF | 2000-10-11 | 2023-07-10 | 550 | 630 | 600 | 400 | NA | 100 |  |  |  | 50 |  |  |  |  | 1500 | [6 empty] | 1500 | [51 empty] | Culmore | Manufacturing
T43020A | Seagate Technology (Ireland) Springtown STST 1A | 1Disc Drive, Springtown Ind.Est. Springtown Road, Derry, BT48 0BF | 2000-10-11 | 2023-07-10 | * | * | * | * |  | * |  |  |  | * |  |  |  |  | * | [6 empty] | * | [51 empty] | Culmore | Manufacturing
T43057 | Seagate Technology (Ireland) Springtown STST 2 | 1Disc Drive, Springtown Ind.Est. Springtown Road, Derry, BT48 0BF | 2000-07-17 | 2023-07-10 | 550 | 630 | 600 | 400 | NA | 100 |  |  |  | 50 |  |  |  |  | 1500 | [6 empty] | 1500 | [51 empty] | Culmore | Manufacturing
T36051 | SeaSource (Kilkeel Fish Selling Co.) | 13 The Harbour, Kilkeel, BT34 4AX | 1993-04-27 | 2016-11-23 | 10 | 28 | 800 | 400 |  | 100 | [67 empty] | Kilkeel | Food Industry
T36025 | Seasource (Whitby Seafoods) | 11 The Harbour, Kilkeel, BT34 4AX | 2021-02-01 | NA | 25 | 150 | 5000 | 3000 | 100 | [68 empty] | Kilkeel | Food Industry
TE130007 | Seven Towers Leisure Centre (Ballymena Borough Council) | 9 Trostan Avenue, Ballymena, BT43 7BC | 2008-09-19 | NA | 62 | 129 | 600 | 400 | NA | 100 | [67 empty] | Ballymena | Swimming Pool
T34163 | Shankill Leisure Centre | 100 Shankill Road, Belfast, BT13 2BD | 2008-09-01 | 2022-01-27 | 40 | 500 | 300 | 200 | [69 empty] | Belfast | Swimming Pool
T34078 | Short Brothers - Newtownabbey | 62-64 Church Road, Newtownabbey, Co Antrim, BT37 9HQ | 1998-12-10 | 2024-01-01 | 1 | 97.8 | 600 | 400 | [69 empty] | Whitehouse | Manufacturing
T34110 | Short Brothers PLC - Centre 04 | Airport Factory, Airport Road, Queen's Island, Belfast, BT3 9DZ | 2011-09-01 | 2022-01-01 | 350 | 240 | 1000 | 400 |  | 100 | [5 empty] | 2000 | 1000 |  | 1000 | [6 empty] | 100 | [45 empty] | 130 | [5 empty] | Kinnegar | Manufacturing
T34109 | Short Brothers PLC - Centre 97 | Main Factory, Airport Road, Queen's Island, Belfast, BT3 9DZ | 2011-09-01 | 2022-01-01 | 100 | 167 | 1000 | 400 |  | 100 | [17 empty] | 10000 | [49 empty] | Kinnegar | Manufacturing
T34161 | Short Brothers PLC - Monkstown | Monkstown Industrial Estate, Newtonabbey, BT36 6XA | 2017-02-27 | 2022-01-01 | 1 | 1.02 | 600 | 400 | 100 | [68 empty] | Whitehouse | Manufacturing
T34157 | Short Brothers PLC (Boilerhouse blow-down) | Main Factory, Airport Road, Queen's Island, Belfast, BT3 9DZ | 2013-09-01 | 2022-01-01 | 120 | 150 | 100 | 100 | [69 empty] | Kinnegar | Boiler blow down
T34156 | Short Brothers PLC (Coolant Recycling) | Main Factory, Airport Road, Queen's Island, Belfast, BT3 9DZ | 2011-09-01 | 2022-01-01 | 2 | 17 | 3000 | 400 |  | 250 | [17 empty] | 10000 | [49 empty] | Kinnegar | Manufacturing
T37024 | Short Brothers PLC - Dunmurry | Dunmurry Industrial Estate, The Cutts, Dunmurry, BT17 9DH | 1998-12-10 | 2024-01-01 | 1 | 97.8 | 600 | 400 | [69 empty] | Dunmurry | Manufacturing
T35012 | Short Brothers PLC - Hawlmark Factory | Corry Street, Newtownards, BT23 4AF | 2009-11-01 | 2022-01-01 | 50 | 1100 | 2000 | 400 | [7 empty] | 3000 | [11 empty] | 10000 | [49 empty] | Ballyrickard | Manufacturing
TE340252 | SIDHIL Ltd. | 4 Trench Road, Mallusk, BT36 4TY | 2015-02-16 | NA | 1 | 2.5 | 600 | 400 | [69 empty] | Whitehouse | Laundry
T23106 | Simply Fruit Ireland Ltd | 1 Carn drive, Carn Food Park, Craigavon, Co. Armagh, BT63 5WH | 2015-11-17 | NA | 20 | 0.44 | 1200 | 600 | 100 | 100 | [67 empty] | Ballynacor | Food Industry
T35059 | Simply Scampi | Unit 6, Princess Anne Road, Portavogie BT22 1DT | 2023-12-01 | NA | 1 | 12 | 1000 | 500 | [69 empty] | Ballyhalbert (Victoria) | Food Industry
T15011 | Sixmile Leisure Centre | Ballynure Road, Ballyclare, Co Antrim, BT39 9YU | 1998-11-01 | 2020-07-01 | 24 | 300 | 300 | 200 | [69 empty] | Ballyclare | Swimming Pool
TE360042 | Slieve Donard Resort & Spa | Downs Road, Newcastle, Co. Down, BT33 0AH | 2008-12-01 | 2016-08-03 | 10 | 500 | 300 | 200 | [32 empty] | 2 | [36 empty] | Newcastle | Swimming Pool
T34922 | Smart Wash-In | 23 Church Road, Carruduff, BT8 8DT | 2021-02-12 | NA | 2 | 0.6 | 1000 | 400 |  | 100 | [67 empty] | Newtownbreda | Launderette
TE340135 | Smurfit Happa Packaging Solutions Belfast | 2-3 Grange Park, Trench Road, Mallusk, BT36 4LA | 1998-08-24 | 2024-01-01 | 1 | 4.2 | 15000 | 1000 | [69 empty] | Whitehouse | Manufacturing
T23089 | Smurfit Kappa (Lurgan) | 35 Annesborough Ind Est Lurgan BT67 9JB | 1998-04-01 | 2024-01-01 | 50 | 100 | 3000 | 1500 |  | 100 | [67 empty] | Ballynacor | Manufacturing
T35050 | Soapy Bubbles | 13 Movilla St, Newtownards, BT23 7JG | 2021-02-12 | NA | 2 | 0.6 | 1000 | 400 | [69 empty] | Ballyrickard | Launderette
TE270036 | Soapy Joes Carwash, 2 | 2 Belfast Road, Newry, Co. Down, BT34 1QA | 2012-03-16 | NA | 4 | 7 | 1000 | 500 | [34 empty] | 100 | [34 empty] | Newry | Vehicle Wash
TE230001 | Sonoco Industrial Products | Factory 4, Wenlock Road, Portadown Road, Lurgan, BT66 8QW | 2001-01-01 | 2013-04-01 | 2 | 8.5 | 600 | 400 |  | 100 | [67 empty] | Ballynacor | Manufacturing
T23139 | South Lake Leisure Centre | 1 Lake Road, Craigavon Co. Armagh BT64 1AS | 2019-06-12 | NA | 80 | 300 | 300 | 200 |  | 100 | [67 empty] | Ballynacor | Swimming Pool
T25045 | South Tyrone Hospital | Carland Road Dungannon | 1995-06-01 | 2024-10-15 | 60 | 180 | 600 | 400 | [69 empty] | Dungannon | Hospital
TE470024 | South west Acute Hospital | 124 Irvinestown Road, Enniskillen, BT74 6DN | 2015-02-01 | NA | 30 |  | 600 | 400 | [69 empty] | Enniskillen | Hospital
TE470024A | South west Acute Hospital, Laundry | 124 Irvinestown Road, Enniskillen, BT74 6DN | 2015-02-01 | NA | 20 |  | 1000 | 500 | [69 empty] | Enniskillen | Hospital
T23148 | Spar Lawerencetown | 210 Banbridge Road, Craigavon BT63 6DW | 2021-02-12 | NA | 2 | 0.6 | 1000 | 400 |  | 100 | [67 empty] | Ballynacor | Launderette
T35042 | Spats Dry Cleaners | 97 Groomsport Road Bangor BT20 5NG | 2020-01-01 | NA | 1 | 0.6 | 1000 | 400 | NA | NA | [67 empty] | North Down and Ards | Launderette
TE340245 | Speedy Asset Services Ltd | Unit 1-4, duncree Industrial Estate, Duncree Pass, Belfast, BT3 9BS | 2014-10-01 | NA | 5 | 30 | 1000 | 500 | 100 | [68 empty] | Belfast | Vehicle Wash
T34909 | Speedy Clean | 379 Antrim Road, Newtownabbey, BT36 5EB | 2020-03-09 | NA | 2 | 1.2 | 1000 | 400 | [69 empty] | Whitehouse | Launderette
T45053 | Spick and Span | 36 Market Street, Omagh, BT78 1EH | 2020-03-09 | NA | 2 | 1.2 | 1000 | 400 |  | 100 | [67 empty] | Omagh | Launderette
T17126 | Spick and Span Cleaners | 52 Railway Road, Coleraine, BT52 1PF | 2020-02-01 | NA | 2 | 1.2 | 1000 | 400 | NA | NA | [67 empty] | North Coast | Launderette
T15122 | Springfarm Architectural Mouldings (SAM) | 8 Orchard Way, Newpark Industrial Estate, Antrim BT41 2RU | 2020-09-21 | NA | 1 | 270 | 100 | 50 |  | 100 | [67 empty] | Antrim | Boiler blow down
T25138 | Squeaky Clean Launderette and Dry Cleaners | Unit 4, Kearney Service Station, Cathedral Road, Armagh, BT61 7QX | 2021-05-03 | NA | 2 | 0.6 | 1000 | 400 |  | 100 | [67 empty] | Armagh | Launderette
TE270037 | St. Mary'S Parish Church, Mullaghbawn | Mullaghbawn Graveyard, Forkhill Road, Mullaghbawn, Newry, BT35 8LZ | 2012-11-05 | NA | 27 | 19 | 200 | 100 |  | 100 | [37 empty] | 1 | [29 empty] | Forkhill | Public Services
TE340263 | Star Instruments Ltd | 44-46 City Business Pk, Derriaghy, BT17 9GX | 2016-02-22 | NA | 0.2 | 8.4 | 4000 | 1000 |  | 100 |  |  |  |  | 250 | 200 |  |  | 6000 |  |  |  |  | 3000 |  | 100 |  |  | 4000 | [48 empty] | Dunmurry | Manufacturing
T34210 | Stena VT1 | Dargan Road, BT3 9JU | 2025-08-21 | NA | 1 | 12 | 1000 | 500 | 200 (HEM) | [68 empty] | Belfast | Vehicle Wash
TE150062 | Stephen Mawhinney Motors | 143 Mill Road, Ballyclare, BT39 9DZ | 2012-07-31 | NA | 1.5 | 1 | 1000 | 500 |  | 100 | [32 empty] | 100 | [34 empty] | Ballyclare | Vehicle Wash
T13135 | Stericycle Ltd. | 190 Raceview Road, Ballymena, BT42 4HZ | 2020-10-20 | NA | 10 | 18 | 1000 | 500 | 100 | 100 | [67 empty] | Ballymena | Bin Washing
T37045 | Sterretts Dry Cleaners | 120 Longstone Street, Lisburn, BT28 1TR | 2021-05-03 | NA | 2 | 0.6 | 1000 | 400 |  | 100 | [67 empty] | Lisburn | Launderette
T17130 | Strand Service Station | 7-13 Strand Road Coleraine, BT51 3AA | 2021-02-12 | NA | 1 | 0.6 | 1000 | 400 | [69 empty] | North Coast | Launderette
T45062 | Strathroy Dairy | 41 Strathroy Road, Omagh BT79 7JD | 2021-01-01 | NA | 300 | 250 | 1500 | 500 | 100 | 100 | [67 empty] | Omagh | Dairy/Creamery
TE130049 | Straw Car Wash | 83 Sixtowns Road, Draperstown BT45 7BB | 2018-06-04 | NA | 2 | 12 | 1000 | 500 | NA | 100 | [67 empty] | Draperstown | Vehicle Wash
T37049 | Sung Beansprouts C/O Glenwood Business Park | Units 6-22 Glenwood Business Centre, Springbank Industrial Estate, Belfast BT17 0YU | 2023-02-13 | NA | 36.17m³ | 1440 | 200 | 100 | [69 empty] | Dunmurry | Food Industry
T45063 | Super Fresh Foods (Eurospar) | 1A Main Street Carrickmore BT79 9AY | 2021-02-12 | NA | 1 | 0.6 | 1000 | 400 | [69 empty] | Carrickmore | Launderette
T34130 | Super Speed Dry Cleaners | 25 Castlereagh Road Belfast Co. Antrim BT5 5FB | 2020-01-01 | NA | 1 | 6 | 1000 | 400 | NA | NA | [67 empty] | Kinnegar | Launderette
T43084 | Supreme Cleaners | 30A Market Street, Limavady, Co Londonderry, BT49 0AA | 2020-01-01 | NA | 2 | 6 | 1000 | 400 | NA | 100 | [67 empty] | Limavady | Launderette
T37036 | Survitec Group Ltd (previously RFD Beaufort) | 256 Kingsway, Dunmurry, Belfast, BT17 9AF | 2008-03-17 | 2022-09-01 | 1 | 17 | 2000 | 400 |  | 100 | [67 empty] | Dunmurry | Manufacturing
TE470026 | Swifts Supermarket Ltd | 31-33 Main Street, Lisnaskea, BT92 0JB | 2016-01-01 | NA | 10 | 0.4 | 1000 | 500 |  | 100 | [67 empty] | Lisnaskea | Vehicle Wash
TE170028 | Sydney B Scott and Sons | 96 Moneybrannan Road, Ballylintagh, Coleraine, BT51 3SL | 2015-09-18 | 2018-12-10 | 2 | 24 | 5000 | 2200 | 100 | 100 | [67 empty] | Ballylintagh New | Fruit and veg wash down and packing
T34021 | T J Plating | Unit 1 Nicholson Drive, Mallusk, Newtownabbey, BT36 4FH | 1993-09-29 | 2013-09-01 | 5 | 40 | 100 | 100 | [6 empty] | 2000 | [10 empty] | 2000 |  |  | 10000 | [48 empty] | Whitehouse | Manufacturing
T43099 | T O'Connell Utilities Ltd | 2 New Street, Dungiven, Co. L'Derry, BT47 4LJ | 2022-11-01 | NA | 5 | 10.2 | 1000 | 500 | 200 (HEM) | [68 empty] | Dungiven | Vehicle Wash
T45064 | T W Scott & Sons (Fuels) Ltd | 53 Gortin Road, Omagh, BT79 7HX | 1994-01-31 | 2021-10-11 | 5 | 19.8 | 1000 | 500 | 100 | 100 | [67 empty] | Omagh | Vehicle Wash
T23162 | Taboo Donuts | Nugents Building 50 Silverwooed Road Lurgan BT66 6NA | 2024-05-01 | NA | 3 | 8.4 | 2500 | 1500 | 200 (HEM) | 100 | [67 empty] | Ballynacor | Food Industry
T45065 | Tamlaght Car Care | 10c Tamlaght Road, Omagh, Co Tyrone, BT78 5AW | 2002-04-09 | 2021-10-11 | 5 | 30 | 1000 | 500 | 100 | 100 | [67 empty] | Omagh | Vehicle Wash
T27078 | Tayto (NI) Ltd | Tandragee Castle, Tandragee, Co Armagh, BT62 2AB | 2000-10-02 | 2008-10-01 | 300 | 210 | 3000 | 1000 | 100 | [68 empty] | Tandragee | Food Industry
T35037 | Technical Metals Ltd | Unit 3 Killtonga Ind Estate, Old Belfast Road, Newtownards, BT23 4TJ | 2011-10-10 | 2025-09-01 | 20 | 36 | 250 | 400 | [19 empty] | 5000 | [49 empty] | Ballyrickard | Manufacturing
TE340302 | Templemore Baths | 96 Templemore Avenue, Belfast, BT5 4FW | 2018-07-30 | NA | 28 | 300 | 300 | 200 | [32 empty] | 2 | [36 empty] | Kinnegar | Swimming Pool
TE130031 | Ten Star Car Wash | 2 Cookstown Road, Moneymore, BT45 7QF | 2015-07-02 | NA | 2 | 3 | 1000 | 500 | 100 | NA | [67 empty] | Moneymore | Vehicle Wash
TE340011 | Tennants Tar Distillers and Engineering Supplies Ltd | Airport Road West, Belfast, BT3 9ED | 1993-09-02 | 2014-12-01 | 10 | 720 | 1000 | 500 | 100 | [68 empty] | Kinnegar | Vehicle Wash & Bolier Blow Down
T34016 | Tennants Textile Colours Ltd. | 31-43 Ravenhill Road, Belfast, BT6 8DP | 2009-05-01 | 2018-07-09 | 100 | 600 | 1000 | 400 | [19 empty] | 5000 | [49 empty] | Belfast | Manufacturing
TE490026 | Terex GB Ltd | 6 Gillygooly Road, Omagh, BT78 5PN | 2016-10-16 | NA | 19 | 63 | 1000 | 500 | 100 | 100 | [67 empty] | Omagh | Vehicle Wash
TE490028 | Terex GB Ltd Killyclogher Road | 75 Killyclogher Road, Omagh, BT79 7JF | 2017-09-28 | NA | 2 | 0.1 | 1000 | 500 | 100 | 100 | [67 empty] | Omagh | Vehicle Wash
T27147 | Terra Solutions Ltd | Unit 3, Carnbane Business Park, Newry, BT35 6QH | 2021-08-01 | NA | 0.5 | 15 | 1000 | 500 | 200 (HEM) | [68 empty] | Newry | Vehicle Wash
T15090 | Terumo BCT Ltd. | Old Belfast Road, Larne, BT40 2SH | 1996-04-01 | 2020-12-21 | 20 | 348 | 10000 | 400 | [69 empty] | Larne | Pharmaceutical
T15125 | Terumo BCT Ltd. | 3 Redlands Crescent, Larne, BT40 1FF | 2020-12-21 | 2024-07-03 | 10 | 36 | 10000 | 250 | [69 empty] | Larne | Pharmaceutical
T35057 | Tesco Bloomfield Bangor | Boomfield Shopping Centre, South Circular Road Bangor BT19 7HB | 2023-03-10 | NA | 5 | 30 | 1000 | 500 | 200 (HEM) | [68 empty] | North Down and Ards | Vehicle Wash
TE370024 | Tesco Lisburn | Bentrim Road, Lisburn, BT28 2GB | 2006-03-01 | 2019-01-08 | 25 | 1.94 | 1000 | 500 | 100 | 100 | [67 empty] | Lisburn | Vehicle Wash
TE340214 | Tesco PFS Northcott Shopping Centre | Northcott Shopping Centre, Ballyclare Rd, Newtownabbey BT36 5EA | 2011-04-11 | 2016-04-01 | 6 | 16 | 1000 | 500 | [34 empty] | 100 | [34 empty] | Whitehouse | Vehicle Wash
T25140 | Tesco Stores Ltd., Dungannon | Beech Valley, Dungannon, BT71 7BN | 2022-01-17 | NA | 5 | 15 | 1000 | 500 | 100 | 100 | [67 empty] | Dungannon | Vehicle Wash
T43098 | Tesco Stores Ltd., Lisnagelvin | Lisnagelvin Shopping Centre, Lisnagelevin Road, Derry, BT47 6DA | 2022-04-01 | NA | 5 | 2.5 | 1000 | 500 | 200 | 100 | [67 empty] | Culmore | Vehicle Wash
TE270045 | Tesco, Banbridge | Cascum Road, Bridgewater Park, Banbridge, Co. Down, BT32 4LF | 2015-11-16 | NA | 4.5 | 12 | 1000 | 500 | 100 | [68 empty] | Banbridge | Vehicle Wash
T47148 | Tesco, Castlewellan Road, Banbridge | 25A Castlewellan Road, Bandridge, BT32 4AX | 2022-11-01 | NA | 5 | 15 | 1000 | 500 | 200 (HEM) | [68 empty] | Banbridge | Vehicle Wash
T34179 | Tesco, Newtownards | Castlebawn Road, Newtownards, Co Down, BT23 9NN | 2023-01-01 | NA | 5 | 15 | 1000 | 500 | 200 (HEM) | [68 empty] | Ballyrickard | Vehicle Wash
T34208 | Tesla Motors Ireland Ltd | Units 1&2 8-8a Boucher Road Belfast BT12 6HR | 2025-07-18 | NA | 1 | 12.6 | 1000 | 500 | 200 (HEM) | [68 empty] | Belfast | Vehcile Wash
T15121 | Teva NI Ltd (Formerly Warner Chilcott) | Old Belfast Road, Larne, BT40 2SH | 2017-08-25 | 2018-07-27 | 20 | 60 | 600 | 200 | [69 empty] | Larne | Pharmaceutical
T36026 | TH Nicholson | 63 The Harbour, Kilkeel, BT34 4AX | 2006-12-01 | 2021-02-01 | 10 | 17 | 1000 | 500 | 100 | [68 empty] | Kilkeel | Food Industry
T34077 | Thales UK | 5 Alanbrook Road, Belfast, BT6 9HB | 1997-07-09 | 2022-09-01 | 120 | 85 | 600 | 400 | [6 empty] | 500 | 2000 |  | 500 | 2000 | 1000 |  |  |  | 500 | 500 |  | 1000 |  | 2000 | [38 empty] | 2 | [9 empty] | Kinnegar | Manufacturing
T15134 | The Car Wash Company NI Ltd. | 99-103 Main Street, Larne, BT40 1HJ | 2022-10-17 | NA | 15 | 30 | 1000 | 500 | 200 | [68 empty] | Larne | Vehicle Wash
T13131 | The Dry Cleaning Company | 78 Rainey Street, Magherafelt, BT45 5AH | 2020-03-09 | NA | 1 | 0.6 | 1000 | 400 |  | 100 | [67 empty] | Magherafelt | Launderette
T43090 | The Dry Cleaning Company | 116 Beechwood Avenue Londonderry BT48 9LS | 2021-02-12 | NA | 2 | 1.2 | 1000 | 400 |  | 100 | [67 empty] | Culmore | Launderette
T37043 | The Laundry Room | 3 Main Street, Hillsborough, BT26 6AE | 2021-02-12 | NA | 2 | 0.6 | 1000 | 400 |  | 100 | [67 empty] | Lisburn | Launderette
TE430044 | The Link Service Station | 180 Creggan Road, Derry, BT48 0RX | 2011-07-11 | NA | 5 | 12 | 1000 | 500 | NA | 100 | [32 empty] | 100 | [34 empty] | Culmore | Vehicle Wash
TE390006 | The Nautilus Centre | Rooney Road, Kilkeel, Co. Down, BT34 4AG | 2014-08-16 | NA | 1 | 8.33 | 100 | 100 | [69 empty] | Kilkeel | Public Services
T17123 | The Original Hand Car Wash | 5-11 Union Street, Coleraine, BT52 1QB | 2019-12-02 | NA | 10 | 18 | 1000 | 500 | 100 | 100 | [67 empty] | North Coast | Vehicle Wash
T34098 | The Royal Group of Hospitals | 274 Grosvenor Road, Belfast, BT12 6BA | 2004-11-01 | NA | 5% of inlet volume | 2500 | 3000 | 3000 | [7 empty] | 2000 |  | 500 | 2000 | 1000 |  |  |  | 500 |  | 2000 | 1000 | 5000 | 2000 | [38 empty] | 2 |  | 100 | [7 empty] | Belfast | Hospital
T17124 | The Salthouse Hotel Ltd. | 39 Dunamallaght Road, Ballycastle, BT54 6PF | 2020-01-06 | 2025-09-08 | 2 | 360 | 600 | 400 |  | 100 | [67 empty] | Ballycastle | Launderette & Swimming Pool
TE340188 | The Valley Leisure Centre | 40 Church Road, Newtownabbey, BT36 7LJ | 2008-11-01 | 2023-01-01 | 30 | 300 | 300 | 200 | [69 empty] | Whitehouse | Swimming Pool
T45505 | The Village Dry Cleaners | 85C Old Mountfield Rd, Killyclogher, County Tyrone, BT79 7LT | 2020-03-09 | NA | 2 | 1.2 | 1000 | 400 |  | 100 | [67 empty] | Omagh | Launderette
TE370032 | Thiepval Barracks (MOD) | Thiepval barracks, Lisburn, BT28 1AA | 2008-07-01 | 2023-08-01 | 20 | 34 | 1000 | 500 | [69 empty] | Lisburn | Swimming Pool & Vehicle Wash
T34162 | Thompson Dock Pumphouse (Titanic Distillers Ltd) | Queens Road, Titanic Quarter, Belfast BT3 9DT | 2021-12-01 | NA | 10 | 16.8 | 2500 | 1000 | [69 empty] | Belfast | Micro-distillery
T37026 | Thompson Recycled Oils | 33 Greenogue Road, Dromore, Co. Down, BT25 1RG | 2007-12-03 | NA | 75 | NA | 8000 | 500 | [7 empty] | 2000 |  | 500 | 2000 | 1000 |  |  |  | 500 |  | 2000 | 1000 | 5000 | 3000 | [38 empty] | 2 |  | 100 | [7 empty] | Belfast | Recycling
T13126 | TJ Hamilton | 18 Dungannon Road, Cookstown BT80 8TL | 2019-05-27 | NA | 2 | 12 | 1000 | 500 | 100 | 100 | [67 empty] | Cookstown | Vehicle Wash
TE430068 | Todds of Campsie | 6 Courtauld Way, Campsie Industrial Estate, Derry BT47 3DN | 2018-06-04 | NA | 2 | 12 | 1000 | 500 | 100 | NA | [67 empty] | Donnybrewer | Vehicle Wash
T27141 | Topaz Service Station | 16 Belfast Road, Newry, BT34 1QA | 2021-02-12 | NA | 1 | 0.6 | 1000 | 400 | [69 empty] | Newry | Launderette
T15103 | Topping Meats | 15 Old Belfast Road, Larne, Co. Antrim, BT40 2SH | 1998-03-09 | 2018-02-19 | 10 | 70 | 1400 | 500 | 100 | [68 empty] | Larne | Food Industry
TE470023 | TP Topping and Co. Ltd Vehicle Wash | 12 Dublin Road, Enniskillen, BT74 6HL | 2015-01-05 | NA | 0.2 | 0.416 | 1000 | 500 | 100 | 100 | [32 empty] | 100 | [34 empty] | Enniskillen | Vehicle Wash
TE34102 | Translink - Fortwilliam Train Cleaning | Translink, 3 Milewater Road, Belfast, BT3 9BG | 2008-04-01 | 2022-11-01 | 20 | 100 | 1000 | 500 | 200 (HEM) | [68 empty] | Belfast | Vehicle Wash (roller & jet wash)
TE270025 | Translink - NEWRY ULSTERBUS DEPOT | Upper Edward Street, Newry, BT35 6AX | 1997-06-01 | 2025-06-30 | 17 | 1.7 | 1000 | 500 | 200 (HEM) | 100 | [67 empty] | Newry | Vehicle Wash
T34213 | Translink (NI) Ltd - NI Railways Grand Central Station | 90-92 Grosvenor Road Belfast BT12 5AX | 2026-03-10 | NA | 10 | 60 | 1000 | 500 | 200 (HEM) | [68 empty] | Belfast | Vehicle Wash
T34204 | Translink (NI) Ltd - North Derby Street Train Cleaning | North Derby Street, Belfast BT15 3HL | 2025-01-01 | NA | 20 | 100 | 1000 | 500 | 200 (HEM) | [68 empty] | Belfast | Vehicle Wash
T17133 | Translink (NI) Ltd., Ballycastle Bus Depot | 5 Station Road, Ballycastle, BT54 6AE | 2021-04-01 | NA | 2 | 60 | 1000 | 500 | 100 (HEM) | [68 empty] | Ballycastle | Vehicle Wash
T15129 | Translink (NI) Ltd., Ballyclare Bus Station | Ballyclare Bus Station, Mill Road, Ballyclare, BT39 9DS | 2021-03-15 | NA | 1 | 15 | 1000 | 500 | 100 (HEM) | 100 | [67 empty] | Ballyclare | Vehicle Wash
T17135 | Translink (NI) Ltd., Ballymoney | 26 Seymour Street, Ballymoney, BT53 6JR | 2023-05-19 | NA | 15 | NA | 1000 | 500 | [69 empty] | North Coast | Vehicle Wash
TE350050 | Translink (NI) Ltd., Bangor | Bangor Depot, Abbey Street, Bangor, BT20 4JA | 1993-05-27 | 2019-01-15 | 20 | 60 | 1000 | 500 | 100 | [68 empty] | North Down and Ards | Vehicle Wash
T13133 | Translink (NI) Ltd., Cookstown | Coosktown Bus Station, Union Street, Cookstown, BT80 8NX | 2020-04-15 | NA | 5 | 42 | 1000 | 500 | 100 (HEM) | 100 | [67 empty] | Cookstown | Vehicle Wash
T43086 | Translink (NI) Ltd., Dungiven | 16 Station Road, Dungiven, Co Derry, BT47 4LN | 2001-07-02 | 2020-05-11 | 5 | 15 | 1000 | 500 | 100 (HEM) | 100 | [67 empty] | Dungiven | Vehicle Wash
T13143 | Translink (NI) Ltd., Magherafelt | 28 Station Road, Magherafelt, Co Derry, BT45 5DN | 2023-04-21 | NA | 20 | NA | 1000 | 500 |  | 100 | [67 empty] | Cookstown | Vehicle Wash
T36049 | Translink (NI) Ltd., Newcastle | 5 Railway Street, Newcastle County Down BT33 0AL | 2021-08-01 | NA | 4 | 30 | 1000 | 500 | 100 (HEM) | [68 empty] | Newcastle | Vehicle Wash
TE350051 | Translink (NI) Ltd., Newtownards | Newtownards Depot, Portaferry Road, Newtownards | 1993-05-27 | 2025-07-16 | 10 | 150 | 1000 | 500 | 200 (HEM) | [68 empty] | Ballyrickard | Vehicle Wash
T43087 | Translink (NI) Ltd., Pennyburn Bus Depot - Bus Wash | Pennyburn Industrial Estate, Derry, Co Derry, BT48 0LU | 1996-09-02 | 2020-06-15 | 20 | 60 | 1000 | 500 | 100 (HEM) | 100 | [67 empty] | Culmore | Vehicle Wash
T43087A | Translink (NI) Ltd., Pennyburn Bus Depot - Workshop | Pennyburn Industrial Estate, Derry, Co Derry, BT48 0LU | 2020-06-15 | NA | 5 | 15 | 1000 | 500 | 100 (HEM) | 100 | [67 empty] | Culmore | Vehicle Wash
T45059 | Translink (NI) Ltd., Strabane Bus Station | Bradley Way, Strabane, BT82 9PU | 2016-08-29 | 2020-06-15 | 5 | 12 | 1000 | 500 | 100 (HEM) | 100 | [67 empty] | Strabane | Vehicle Wash
T34144 | Translink (NI) Ltd., York Road | 1 York Road, Belfast, BT15 3RP | 2021-04-01 | NA | 10 | 40.2 | 1000 | 500 | 100 (HEM) | [68 empty] | Belfast | Vehicle Wash
TE230027 | Translink (Ulsterbus Craigavon) | Highfield Road, Craigavon, BT64 3AD | 2019-08-06 | 2025-05-20 | 18 | 120 | 1000 | 500 | 200 (HEM) | 100 | [67 empty] | Ballynacor | Vehicle Wash
TE340238 | Translink (Ulsterbus Newtownabbey) | Newtownabbey Depot, Monkstown Avenue, Newtownabbey, BT37 0EB | 2014-03-03 | 2016-07-25 | 12 | 300 | 1000 | 500 | 200 (HEM) | [68 empty] | Whitehouse | Vehicle Wash
TE150082 | Translink Antrim | 38 Station Road, Antrim BT41 4AB | 2018-10-23 | NA | 5 | 12 | 1000 | 500 | 100 | 100 | [67 empty] | Antrim | Vehicle Wash
T35045 | Translink Ballygowan | Bus Depot, Saintfiled Road, Ballygowan, BT23 5XJ | 2020-06-01 | NA | 5 | 40 | 1000 | 500 | 100 (HEM) | [68 empty] | Ballygowan | Vehicle Wash
TE130034 | Translink Ballymena | 43 Galgorm Road, Ballymena, BT42 1AD | 2014-10-28 | NA | 10 | 9 | 1000 | 500 | 100 | NA | [67 empty] | Ballymena | Vehicle Wash
T36043 | Translink Ballynahinch | Main Street Ballynahinch, BT24 8DN | 2020-01-17 | NA | 15 | 25 | 1000 | 500 | 100 (HEM) | 100 | [67 empty] | Ballynahinch | Vehicle Wash
T34127 | Translink Belfast - Glider Wash | 3 Milewater Road, Belfast BT3 9BG | 2020-01-10 | NA | 25 | 60 | 1000 | 500 | 100 (HEM) | [68 empty] | Belfast | Vehicle Wash
T34129 | Translink Carrickfergus | Victoria Street Carrickfergus BT38 8AQ | 2019-11-11 | NA | 2 | 30 | 1000 | 500 | 100 | [68 empty] | Carrickfergus | Vehicle Wash
TE360034 | Translink Downpatrick | Downpatrick Depot, 83 Market Street, Downpatrick, BT30 6LZ | 1993-05-27 | 2019-01-15 | 20 | 60 | 1000 | 500 | 100 | 100 | [67 empty] | Downpatrick | Vehicle Wash
TE340167 | Translink Falls Rd Depot | Falls Road Depot, Belfast, BT12 6EQ. | 1993-05-27 | 2025-07-16 | 25 | 250 | 1000 | 500 | 200 (HEM) | [68 empty] | Belfast | Vehicle Wash
TE340168 | Translink Glengall Street | Glengall Street Depot, Europa Buscentre, Glengall Street, Belfast, BT12 5AH | 1993-05-27 | 2025-11-10 | 10 | 150 | 1000 | 500 | 200 (HEM) | [68 empty] | Belfast | Vehicle Wash
T36042 | Translink Kilkeel | 54 Greencastle Street, Kilkeel, BT34 4DH | 2020-01-17 | NA | 15 | 25 | 1000 | 500 | 100 | [68 empty] | Kilkeel | Vehicle Wash
TE150083 | Translink Larne | 58 Circular Road, Larne BT40 3AE | 2018-10-23 | NA | 5 | 12 | 1000 | 500 | 100 | [68 empty] | Larne | Vehicle Wash
TE170036 | Translink Limavady | 103 Main Street, Limavady BT49 0BH | 2019-03-20 | NA | 5 | 0.2 | 1000 | 500 | 100 | 100 | [67 empty] | Limavady | Vehicle Wash
TE370033 | Translink Lisburn | Lisburn Depot, Hillsborough Road, Lisburn, BT28 1JL | 2014-02-28 | 2019-01-20 | 5 | 60 | 1000 | 500 | 100 | [68 empty] | Lisburn | Vehicle Wash
T37040 | Translink Lisburn Bus Depot & Workshop | Hillsborough Road, Lisburn, BT28 1JL | 2020-07-01 | NA | 7.5 | 25 | 1000 | 500 | 100 (HEM) | [68 empty] | Lisburn | Vehicle Wash
T34140 | Translink MSC Chassis Wash | 3 Milewater Road, Belfast BT3 9BG | 2020-04-01 | NA | 15 | 0.42 | 1000 | 500 | 100 | [68 empty] | Belfast | Vehicle Wash
TE350081 | Translink Portaferry | High Street, Portaferry BT22 1QU | 2018-10-23 | NA | 5 | 0.2 | 1000 | 500 | 100 | [68 empty] | Portaferry | Vehicle Wash
T27103 | Translink Rathfriland | Downpatrick Street Rathfriland, BT34 5DQ | 2020-01-17 | NA | 15 | 25 | 1000 | 500 | 100 | [68 empty] | Rathfriland | Vehicle Wash
TE340170 | Translink Short Strand Depot | Short Strand Depot, Mount Pottenger Road Belfast, BT5 4BH | 1993-05-27 | 2025-07-16 | 25 | 150 | 1000 | 500 | 200 (HEM) | [68 empty] | Belfast | Vehicle Wash
T36046 | Traynor's Executive Cleaners | 76 Market Street, Downpatrick BT30 6LZ | 2020-02-01 | NA | 2 | 1.2 | 1000 | 400 |  | 100 | [67 empty] | Downpatrick | Launderette
T27097 | TS Foods | 40 Mary Street, Castlewellan, BT31 9DU | 1997-02-01 | 2018-12-03 | 15 | 10 | 1500 | 1000 | 100 | 100 | [67 empty] | Annsborough | Food Industry
T25060 | Tullyvar Landfill Site | 130 Tullyvar Road, Aughnacloy, Co Tyrone, BT69 6BN | 2010-07-01 | NA | 120 | NA | 2000 | 550 |  | 100 | [67 empty] | Dungannon | Landfill Site
TE450023 | Tyre Safety Centre Ltd | 2-4 Dungannon Road, Cookstown, BT80 9BR | 2016-04-30 | NA | 2 | 12 | 1000 | 500 | 100 | NA | [67 empty] | Cookstown | Vehicle Wash
T34086 | U K Waste (Biffa) Cottonmount | Bairds Brae Landfill Site, 140 Mallusk Road, Newtownabbey, BT36 8QN | 2004-05-01 | NA | 200 | NA | 5000 | 1500 | [7 empty] | 2000 |  | 500 | 2000 | 1000 |  |  |  | 500 |  | 2000 | 1000 | 5000 | 2000 | [38 empty] | 2 |  | 100 | [7 empty] | Belfast | Landfill Site
T23101B | Ulster Carpet Mills Ltd | Castleisland Factory, Garvaghy Road, Portadown, BT66 1EE | 2016-09-01 | 2023-01-01 | 450 | 498 | 6000 | 750 |  | 100 |  |  |  |  | 6 |  |  |  | 1000 | [5 empty] | 4 | 1000 |  |  | 2000 | [48 empty] | Ballynacor | Manufacturing
TE470013 | Ulster Farmers Mart | Lackaboy, Tempo Road, Enniskillen, BT74 4RL | 1995-12-18 | NA | 3 | 25 | 2500 | 2000 | [69 empty] | Enniskillen | Livestock Mart
TE340141 | Ulster Hospital (SEHSCT) | Upper Newtownards Road, Dundonald, BT16 0RH | 1995-10-27 | 2012-07-01 | 5% of inlet volume and 120m3 for laundry | 140 | 1000 | 500 |  | 100 | [67 empty] | Kinnegar | Hospital
TE340141A | Ulster Hospital Laundry (SEHSCT) | Upper Newtownards Road, Dundonald, BT16 0RH | 1995-10-27 | 2012-07-01 | 120m3 | [72 empty] | Kinnegar | Hospital
TE130045 | Ulster Maid Ice Cream | 11-13 Larne Road, Ballymena, BT42 3AJ | 2016-08-15 | NA | 0.5 | 30 | 3000 | 1000 | 100 | NA | [67 empty] | Ballymena | Ice Cream production
TE250017 | ULSTERBUS (ARMAGH) DEPOT (Translink) | 14 Lonsdale Road, Armagh, BT61 7JX | 1997-06-01 | 2013-03-01 | 5 | 10 | 1000 | 500 |  | 100 | [32 empty] | 100 | [34 empty] | Armagh | Vehicle Wash
TE270026 | ULSTERBUS (BANBRIDGE) DEPOT (Translink) | Huntley Road, Banbridge, BT32 3BS | 1997-06-01 | 2013-03-01 | 5 | 10 | 1000 | 500 |  | 100 | [32 empty] | 100 | [34 empty] | Banbridge | Vehicle Wash
TE250016 | ULSTERBUS (DUNGANNON) DEPOT (Translink) | 4B Beechvalley, Dungannon, Co Tyrone, BT71 7BN | 1997-02-01 | 2013-03-01 | 5 | 10 | 1000 | 500 |  | 100 | [32 empty] | 100 | [34 empty] | Dungannon | Vehicle Wash
TE470016 | ULSTERBUS (ENNISKILLEN) DEPOT (Translink) | 9 Shore Road, Enniskillen, Co Fermanagh, BT74 7EF | 1996-09-25 | 2013-03-01 | 10 | 25 | 1000 | 500 |  | 100 | [32 empty] | 100 | [34 empty] | Enniskillen | Vehicle Wash
TE490029 | Ulsterbus (Omagh) Depot (Translink) | 10a Tamlaght Road, Omagh, BT78 5AW | 2018-03-12 | NA | 2 | 345 | 1000 | 500 | 100 | 100 | [67 empty] | Omagh | Vehicle Wash
TE170018 | Ulsterbus Depot (Translink), Coleraine | 5 Railway place, Coleraine, BT52 1PQ | 2014-10-28 | NA | 10 | 9 | 1000 | 500 | 100 | NA | [67 empty] | North Coast | Vehicle Wash
TE340144 | United Feeds | Belfast Harbour Estate, 8 Northern Road, Belfast, BT3 9AL | 2006-05-01 | 2022-09-01 | 20 | 40 | 150 | 100 | [69 empty] | Belfast | Animal Feed
TE250035 | United Feeds Dungannon | Unit 24 Granville Industrial Estate, 90 Granville Road, Dungannon, BT70 1NJ | 2018-06-04 | NA | 1 | 11.4 | 100 | 100 | 100 | 100 | [67 empty] | Dungannon | Animal Feed
TE340305 | United Optical Ltd. | Unit B3 19 Heron Road, Belfast, BT3 9LE | 2018-12-11 | NA | 2 | 0.25 | 200 | 1000 | [69 empty] | Kinnegar | Manufacturing
T35053 | USA Hand Car Wash and Valeting - Bangor | 16C Belfast Road, Bangor, BT20 3PX | 2011-07-01 | 2021-12-20 | 2 | 16 | 1000 | 500 | 100 | [68 empty] | North Down and Ards | Vehicle Wash
TE340218 | USA Hand Car Wash and Valeting - Carrick | 85c Belfast Road, Carrickfergus, BT38 8BY | 2011-07-01 | 2016-07-05 | 2 | 16 | 1000 | 500 | [34 empty] | 100 | [34 empty] | Carrickfergus | Vehicle Wash
TE150067 | USA Hand Car Wash and Valeting - Larne | 50 Ballymena Road, Larne, BT40 2SG | 2014-05-05 | 2016-07-05 | 2 | 3 | 1000 | 500 | [69 empty] | Larne | Vehicle Wash
TE340217 | USA Hand Car Wash and Valeting - Shore Road | 234 Shore Road, Belfast, BT15 3QB | 2011-07-01 | 2014-09-01 | 2 | 960 | 1000 | 500 | 100 | [33 empty] | 100 | [34 empty] | Whitehouse | Vehicle Wash
TE340307 | Valet Laundry Services | Unit 47/48 Work West Centre, 301 Glen Road, Belfast BT11 8BU | 2019-03-22 | NA | 12 | 0.3 | 1000 | 500 | [69 empty] | Belfast | Laundry
T35029 | Valpar Industrial Ltd | 13 Balloo Drive, Bangor BT19 7QY | 2012-11-01 | 2013-04-29 | 5 | 28.2 | 600 | 400 | [69 empty] | North Down and Ards | Manufacturing
T34136 | Victoria Cleaners | 1 Victoria Street, Carrickfergus BT38 7JE | 2020-02-01 | NA | 2 | 1.2 | 1000 | 400 | [69 empty] | Carrickfergus | Launderette
T17006 | W D Meats | Lower Newmills Road, Coleraine, BT52 2JR | 1982-04-01 | 2010-11-01 | 450 | 1500 | 2000 | 800 | 200* | 100 | [67 empty] | North Coast | Food Industry
TE170035 | W D Meats Hide Yard | 3 Lower Newmills Road, Coleraine, BT52 2JR | 2018-06-18 | NA | 0.5 | 12 | 15000 | 5000 | 100 | NA | [67 empty] | North Coast | Hide processing
TE130019 | W R Kennedy & Co | 27a Pennybridge Industrial Estate, Ballymena, BT42 3HB | 1978-05-20 | 2012-06-01 | 5 | 12 | 1000 | 500 | 100 | NA | [32 empty] | 100 | [34 empty] | Ballymena | Vehicle Wash
TE370043 | Warmflow Engineering Co. Ltd | Lissue Industrial Estate, Lisburn, BT28 2RF | 2013-06-10 | 2013-10-15 | 1 | 2 | 1000 | 400 |  | 100 | [5 empty] | 998 | [9 empty] | 1998 | [51 empty] | Lisburn | Manufacturing
T34915 | Wash n Tumble | 120 Agincourt Avenue, Belfast BT7 1QD | 2020-03-09 | NA | 3 | 1.8 | 1000 | 400 | [69 empty] | Belfast | Launderette
T23105 | Wd Irwin & Sons Ltd | Diviny Drive, Carn Ind Estate, Craigavon, BT63 5WE | 1999-01-01 | 2024-12-14 | 80 | 60 | 6000 | 1500 | 200 (HEM) | 100 | [67 empty] | Ballynacor | Bakery
T13084 | WFB Baird & Co Ltd. (T/A Baird McNutt) (Formerly John Hanna Ltd) | 72 Shanksbridge Road, Kells, Ballymena, BT42 3DL | 1999-10-09 | 2020-07-03 | 550 | 570 | 1800 | 300 | NA | NA | [8 empty] | 1000 | [6 empty] | 150 | [51 empty] | Ballymena | Textile
T34131 | Whistle Dry Cleaners & Launderette | 160 Lisburn Road Belfast Co. Antrim BT9 6AJ | 2020-01-01 | NA | 1 | 6 | 1000 | 400 | NA | NA | [67 empty] | Belfast | Launderette
T15131 | White Label Cleaners | 16 Church Street, Antim, BT41 4BA | 2021-05-03 | NA | 2 | 0.01 | 1000 | 400 |  | 100 | [67 empty] | Antrim | Launderette
T27134 | White Label Cleaners | 15 Commerical Road, Banbridge BT32 3ES | 2020-03-09 | NA | 2 | 1.2 | 1000 | 400 | [69 empty] | Banbridge | Launderette
TE340147 | Whiteabbey Hospital (NHSCT) | Doagh Road, Newtownabbey, Co Antrim, BT37 9RH | 1997-06-13 | 2012-12-01 | 5% of inlet volume |  | 600 | 400 | [69 empty] | Whitehouse | Hospital
TE340147A | Whiteabbey Hospital (NHSCT) Laundry | Doagh Road, Newtownabbey, Co Antrim, BT37 9RH | 2012-12-01 | 2015-05-19 | 3.8% of inlet volume |  | 700 | 200 | [69 empty] | Whitehouse | Laundry
TE430045 | Whitehouse Retail Ltd | 65 Buncrana Road, Derry, BT48 8LB | 2011-07-11 | NA | 5 | 12 | 1000 | 500 | NA | 100 | [32 empty] | 100 | [34 empty] | Culmore | Vehicle Wash
T34166 | Whiterock Leisure Centre | Whiterock Close, Belfast, BT12 7RJ | 2008-12-01 | 2022-03-01 | 45 | 500 | 300 | 200 | [69 empty] | Belfast | Swimming Pool
T27099 | Whitewater Brewing | Clarkhill Road, Annsborough, Co. Down, BT31 9RH | 2016-08-08 | NA | 6 | 30 | 4000 | 1000 | [69 empty] | Annsborough | Brewery
T43009 | William Grant & Co Ltd | 16 Coney Road, Derry, BT48 8JP | 1992-11-26 | 2003-08-01 | 150 | 150 | 2000 | 1500 | NA | NA | [67 empty] | Culmore | Food Industry
T35032 | Willowbrook Foods - Killinchy | 50a Whiterock Road, Killinchy, BT23 6PT | 2004-04-01 | 2008-04-01 | 40 | 30 | 2000 | 500 | [69 empty] | Killinchy | Food Industry
T35035 | Willowbrook Foods - N'ards | Jubilee Road, Newtownards, BT23 4YH | 2008-12-01 | 2009-06-01 | 100 | 240 | 1400 | 400 | [69 empty] | Ballyrickard | Food Industry
TE340227 | Wilsons Auctions Ltd | 22 Mallusk Road, Newtownabbey, BT36 4PP | 2012-10-01 | 2016-06-03 | 5 | 27 | 1000 | 500 |  | 100 | [32 empty] | 100 | [34 empty] | Whitehouse | Vehicle Wash
T23093 | Wilsons Auctions Portadown | 65 Seagoe Road Portadown BT53 5QE | 2024-01-01 | NA | 1 | 12 | 1000 | 500 | 200 (HEM) | [68 empty] | Ballynacor | Vehicle Wash
T23117 | Wilsons Country | 25 Carn Road, Portadown, Co Armagh, BT63 5RH | 2006-11-01 | 2023-07-01 | 250 | 312 | 600 | 700 |  | 100 | [67 empty] | Ballynacor | Food Industry
T23144 | Woodhouse St Dry Cleaners | 7 Woodhouse Street, Craigavon, BT62 1JG | 2020-03-09 | NA | 1 | 0.6 | 1000 | 400 |  | 100 | [67 empty] | Ballynacor | Launderette
T15106 | Woodside Haulage Ltd. | 61 Carrickfergus Road, Ballynure, Ballyclare, BT39 9QJ | 1999-10-18 | 2009-06-01 | 50 | 35 | 1200 | 800 | [69 empty] | Ballyclare | vehicle wash
T23115 | Woodwin Catering Ltd | 18 Diviny Drive, Carn Ind Estate, Portadown, Co Armagh, BT63 5WE | 2009-09-07 | 2022-03-01 | 4 | 9 | 3000 | 1000 |  | 100 | [67 empty] | Ballynacor | Food Industry
T13130 | Xpress Cleaners | 67 Ballymoney Road, Ballymena, BT43 6AN | 2020-02-01 | NA | 2 | 1.2 | 1000 | 400 | NA | 100 | [67 empty] | Ballymena | Launderette
T34138 | Xylem Water Solutions | Unit 5, Hydepark Commercial Centre,10 Hyde park Road, Mallusk, BT36 4PY | 2020-05-10 | NA | 3 | 49.8 | 600 | 500 | 100 | [68 empty] | Whitehouse | Vehicle Wash
T34917 | Yodel Carrickfergus | 75 Belfast Road, Carrickfergus BT38 8PH | 2020-05-01 | NA | 2 | 30 | 600 | 500 | 100 | [68 empty] | Greenisland | Vehicle Wash
T45050 | Yodel Omagh | 25 Bankmore Road, Omagh BT79 0EU | 2020-01-17 | NA | 3 | 30 | 517 | 421 | [69 empty] | Omagh | Vehicle Wash
T36019 | Youngs Seafoods Ltd | The Harbour, Kilkeel, BT34 4AX | 2004-01-01 | 2025-02-10 | 25 | 280 | 2500 | 1500 | [69 empty] | Kilkeel | Food Industry